## Cover
COLD CHAIN EQUIPMENT INVENTORY & GAP ANALYSIS TOOL
Language: | English | Year: | 2026
Country: | EPI-Tenga
Level: | Central | Name: | National Inventory of CCE
Click to go to page Index
Version 27-Aug 2025
Contact: kones@who.int

## Prog
PROGRAMME DATA |  |  |  | Index
CODIFICATION FOR RECORDING INVENTORY DATA | [7 empty] | VACCINES & VACCINATIONS
Notes for guidance: | [7 empty] | Routine Vaccines | Vaccination objectives & targets |  |  | vaccine presentation | Vaccine wastage (%) | Administration | Dilution syringes | Volume per target, cm3
Only yellow cells required data entry! | [8 empty] | Schedule | Target (%) | Coverage (%) |  |  |  |  | vaccines | diluents | injection eqpt
Demographic indicators |  | Type of equipment |  |  | Functional status of eqpt |  | 0.05 | BCG | 1 | 4% | 1 | 20 | 0.6 | ADS_0.05ml | Sdilution_5ml | 2.0394 | 1.4646 | 79.7942 | 2.5 | 2-8°C
% of pregnant women | 5% | Refrigerator | Refrigerator |  | Functioning well | Functioning well | 0.05 | bOPV | 4 | 3.9% | 1 | 20 | 0.2 | Oral |  | 3.5406 | 0 | 0 | 1.25 | -20°C
% of the annual births | 4% | Freezer | Freezer |  | Functional, need repair | Functional, needs repair | 0.1 | DTwP-HepB-Hib | 3 | 3.9% | 1 | 10 | 0.07 | ADS_0.5ml |  | 10.4887 | 0 | 211.9179 | 1.0753 | 2-8°C
% of surviving infants | 3.9% | Walk-in cold room | WICR |  | Not functional for breakage | Not functional, for breakage | 0.1 | MR | 2 | 3.9% | 1 | 10 | 0.3 | ADS_0.5ml | Sdilution_5ml | 5.5557 | 7.5178 | 162.204 | 1.4286 | 2-8°C
% of adolescent girls | 2% | Walk-in freezer room | WIFR |  | Commissioning issues | Commissioning issues | 0.1 | Td | 2 | 5% | 1 | 10 | 0.1 | ADS_0.5ml |  | 6.004 | 0 | 141.2786 | 1.1111 | 2-8°C
% of CBW | 20% | ULT cold chain | UCC |  | New , not installed yet | New, not installed yet | 0.2 | IPV | 2 | 3.9% | 1 | 5 | 0.05 | ADS_0.5ml |  | 9.8463 | 0 | 141.2786 | 1.0526 | 2-8°C
[7 empty] | 0.25 | PCV13 | 3 | 3.9% | 1 | 4 | 0.05 | ADS_0.5ml |  | 11.3684 | 0 | 211.9179 | 1.0526 | 2-8°C
Status |  | Source of energy |  |  | Availability of electricity |  | 1 | Rota_liq | 2 | 3.9% | 1 | 1 | 0.05 | Oral |  | 80.1614 | 0 | 0 | 1.0526 | 2-8°C
Ministry of Health | MoH | Electricity (grid or generator) | Electricity |  | electricity >16 h | >16 h | 1 | HPV | 2 | 2% | 1 | 1 | 0.05 | ADS_0.5ml |  | 30.5183 | 0 | 141.2786 | 1.0526 | 2-8°C
Private |  | Solar (with or without batteries) | Solar |  | electricity 8-16 h | 8-16 h | 0.1 | HepB | 3 | 3.9% | 1 | 10 | 0.07 | ADS_0.5ml |  | 9.1848 | 0 | 211.9179 | 1.0753 | 2-8°C
Military |  | Gas | Gas |  | electricity <8 h | <8 h | 0.5 | RTS,S | 4 | 3.3% | 1 | 2 | 0.05 | ADS_0.5ml |  | 41.6842 | 0 | 282.5572 | 1.0526 | 2-8°C
Faith Based |  | Kerosene | Kerosene |  | No electricity | No | 1 | MR | 2 | 3.9% | 1 | 1 | 0.05 | Oral |  | 37.0316 | 21.3979 | 0 | 1.0526 | 2-8°C
[7 empty] | #VALUE! | RSV | 1 | 5% | 0.9 | PFS |  |  |  | #DIV/0! | #DIV/0! | #DIV/0! | 1 | 2-8°C
Mode of vaccine supply |  | Vaccination strategies |  |  | Recommendation regarding equipment |  | #DIV/0! | [8 empty] | 0 | 0 | 0 | 1
Collection only | Collection only | Fixe only | Fixed only |  | CCE not to replace | CCE not to replace | #DIV/0! | [8 empty] | 0 | 0 | 0 | 1
Delivery only | Delivery only | Fixe & Outreach | Fixed & Outreach |  | CCE to remove & replace | CCE to remove & replace | #DIV/0! | [8 empty] | 0 | 0 | 0 | 1
Collection & Delivery | Collection & Delivery | No vaccination | No vaccination |  | CCE to remove w/o replacement | CCE to remove w/o replacement | #DIV/0! | [8 empty] | 0 | 0 | 0 | 1
Type |  | Level in the supply chain |  |  | Designation of level | Store |  |  | SP | LD/SN2 | SN1/PR |  |  |  | Volume per FIC, cm3 | vaccines | diluents | injection eqpt
National Vaccine Store | NVS |  |  | Service point | Health Facility | SP |  | CC capacity ranges (litres) | 30 | 60 | 500 |  |  |  | 2-8°C | #DIV/0!
Provincial Vaccine Store | PVS |  |  | Lowest distribution | District | LD |  |  | 60 | 100 | 1000 |  |  |  | -20°C | #DIV/0!
District Vaccine Store | DVS |  |  | Sub-national 1 | Province | SN2 |  |  | 90 | 200 | 2000 |  |  |  | diluents |  | #DIV/0!
Central Hospital | CH |  |  | Sub-national 2 | Province | SN1 |  |  | 120 | 300 | 3000 |  |  |  | injection eqpt |  |  | #DIV/0!
General Hospital | GH |  |  | Primary level | National | PR | [8 empty] | Volume per individual, cm3 | vaccines | diluents | injection eqpt
Rural Hospital | RH | [13 empty] | 2-8°C | #DIV/0!
Health Center | HC |  |  |  | Full compliance with WHO PQS | Yes | [8 empty] | -20°C | #DIV/0!
Provincial Hospital | PH | Age ranges of CCE | years |  | Brandless gap analysis | Yes | [8 empty] | diluents |  | #DIV/0!
|  |  | 5 | [11 empty] | injection eqpt |  |  | #DIV/0!
|  |  | 10 |  | kg of CO2/liter of keresene | 2.5
|  |  | 15 |  | kg of CO2/kg of LPG | 2.98 |  | Province | [6 empty] | Source of funding
[8 empty] | National | Summary od CCE (on-grid, solar) per type of intervention (extension, expansion, replacement) & per year
# SP per Type of intervention |  | # LD per Type of intervention |  |  | Equipement of choice |  |  | CCE | SP | Total SP & CCE per type of intervention |  |  |  | LD | Total LD & CCE per type of intervention
Type of intervention | SP | Type of intervention | LD |  | Model | Capacity (litres) |  | Type of intervention | Total SP | 2026 | 2027 | 2028 | 2029 | Total LD | 2026 | 2027 | 2028 | 2029
Extens_Electric | 3 | Extens_Electric | 13 | ILR - Refrigerator |  |  |  | Extens_Electric | 3 | 0 | 0 | 0 | 0 | 13 | 0 | 0 | 0 | 0
Extens_Solar | 208 | Extens_Solar | 0 | 1 | HBC-260 | 211 |  | Extens_Solar | 208 | 0 | 0 | 0 | 0 | 0 | 0 | 0 | 0 | 0
Repl_Electric | 0 | Repl_Electric | 0 | 2 | TCW 4000 AC | 240 |  | Repl_Electric | 0 | 0 | 0 | 0 | 0 | 0 | 0 | 0 | 0 | 0
Repl_Solar | 0 | Repl_Solar | 0 | 3 | GVR 225 AC | 225 |  | Repl_Solar | 0 | 0 | 0 | 0 | 0 | 0 | 0 | 0 | 0 | 0
Expans_Electric | 0 | Expans_Electric | 0 | 4 | VLS 174A AC | 38 |  | Expans_Electric | 0 | 0 | 0 | 0 | 0 | 0 | 0 | 0 | 0 | 0
Expans_Solar | 0 | Expans_Solar | 0 | ILRF - Refrigerator/freezer |  |  |  | Expans_Solar | 0 | 0 | 0 | 0 | 0 | 0 | 0 | 0 | 0 | 0
Total Extension | 211 | Total Extension | 13 | 1 | TCW 120 AC | 120 |  | Total Extension | 211 | 0 | 0 | 0 | 0 | 13 | 0 | 0 | 0 | 0
Total Expansion | 0 | Total Expansion | 0 | 2 | HBCD-90 | 30 |  | Total Expansion | 0 | 0 | 0 | 0 | 0 | 0 | 0 | 0 | 0 | 0
Total Replacement | 0 | Total Replacement | 0 | 3 | GMF 200 ECO lite | 153 |  | Total Replacement | 0 | 0 | 0 | 0 | 0 | 0 | 0 | 0 | 0 | 0
Model | SP | Model | LD | 4 | GVR 55 FF AC | 58 |  | ILR - Refrigerator | 0 | 0 | 0 | 0 | 0 | 0 | 0 | 0 | 0 | 0
ILR - Refrigerator |  | ILR - Refrigerator |  | SDR - Refrigerator |  |  |  | Mains Refrigerator ≤60L | 0 | 0 | 0 | 0 | 0 | 0 | 0 | 0 | 0 | 0
HBC-260 | 0 | HBC-260 | 0 | 1 | TCW 4000 SDD | 220 |  | Mains Refrigerator >60<120L | 0 | 0 | 0 | 0 | 0 | 0 | 0 | 0 | 0 | 0
GVR 225 AC | 0 | TCW 4000 AC | #DIV/0! | 2 | HTC-240 | 200 |  | Mains Refrigerator ≥120L | 0 | 0 | 0 | 0 | 0 | 0 | 0 | 0 | 0 | 0
VLS 174A AC | 0 | GVR 225 AC | 0 | 3 | VLS 154A SDD Greenline | 170 |  | ILRF - Refrigerator/freezer | 0 | 0 | 0 | 0 | 0 | 0 | 0 | 0 | 0 | 0
ILRF - Refrigerator/freezer |  | SDR - Refrigerator |  | 4 | ZLF150DC | 128 |  | Mains Refr&Freez <60L | 0 | 0 | 0 | 0 | 0 | 0 | 0 | 0 | 0 | 0
TCW 120 AC | 0 | TCW 4000 SDD | 0 | SDRF - Refrigerator/freezer |  |  |  | Mains Refr&Freez >60≤120L | 0 | 0 | 0 | 0 | 0 | 0 | 0 | 0 | 0 | 0
HBCD-90 | 0 | HTC-240 | 0 | 1 | HTCD-160B | 100 |  | Mains Refr&Freez ≥120L | 0 | 0 | 0 | 0 | 0 | 0 | 0 | 0 | 0 | 0
GVR 55 FF AC | 0 | VLS 154A SDD Greenline | 0 | 2 | TCW 120 SDD | 120 |  | SDR - Refrigerator | 0 | 0 | 0 | 0 | 0 | 0 | 0 | 0 | 0 | 0
SDR - Refrigerator |  | Electric - Freezer |  | 3 | VLS 096A RF SDD | 110 |  | SDD Refrigerator <60L | 0 | 0 | 0 | 0 | 0 | 0 | 0 | 0 | 0 | 0
TCW 4000 SDD | 0 | HBD-286 | 0 | 4 | VC 150 SDD | 102 |  | SDD Refrigerator ≥60<120L | 0 | 0 | 0 | 0 | 0 | 0 | 0 | 0 | 0 | 0
HTC-240 | 0 | MF 314 | 0 | Mains Vaccine/waterpack freezer |  |  |  | SDD Refrigerator ≥120L | 0 | 0 | 0 | 0 | 0 | 0 | 0 | 0 | 0 | 0
VLS 154A SDD Greenline | 0 | TFW 3000 AC | 0 | 1 | MF 314 | 281 |  | SDRF - Refrigerator/freezer | 0 | 0 | 0 | 0 | 0 | 0 | 0 | 0 | 0 | 0
SDRF - Refrigerator/freezer |  | SDF - Freezer |  | 2 | TVW4000AC | 240 |  | SDD Refr&Freez <60L | 0 | 0 | 0 | 0 | 0 | 0 | 0 | 0 | 0 | 0
HTCD-160B | 0 | HTD-40 | 0 | 3 | HBD-286 | 224 |  | SDD Refr&Freez >60≤120L | 0 | 0 | 0 | 0 | 0 | 0 | 0 | 0 | 0 | 0
TCW 120 SDD | 0 | TFW 40 SDD | 0 | Solar waterpack freezer |  |  |  | SDD Refr&Freez >120L | 0 | 0 | 0 | 0 | 0 | 0 | 0 | 0 | 0 | 0
VLS 096A RF SDD | #DIV/0! | VFS 048 SDD | 0 | 1 | HTD-40 | 48 |  | Electric - Freezer | 0 | 0 | 0 | 0 | 0 | 0 | 0 | 0 | 0 | 0
|  |  |  | 2 | VFS 048 SDD | 17.4 |  | Mains vaccine Freez <150L | 0 |  |  |  |  | 0
|  |  |  | 3 | TFW 40 SDD | 12 |  | Mains vaccine Freez ≥150L | 0 |  |  |  |  | 0
[9 empty] | 0 |  |  |  |  | 0
[8 empty] | SDF - Freezer | 0 | 0 | 0 | 0 | 0 | 0 | 0 | 0 | 0 | 0
[8 empty] | Solar waterpack freezer <120L | 0 |  |  |  |  | 0
[9 empty] | 0 |  |  |  |  | 0
[9 empty] | 0 |  |  |  |  | 0

## Structures
INFRASTRUCTURES AT THE HEALTH FACILITIES | [31 empty] | Cold chain capacity analysis | [13 empty] | 235 | 0 | 0 | 0 | 100 | 335 | [7 empty] | CCE selection based on: | PQS |  | #DIV/0! |  | 1 | 1 | 0 | 0 |  |  |  |  | CCE selection based on: | PQS |  | #DIV/0! |  | 1854 | 1854
[31 empty] | SN1 | 35 | 35 | 22 | 0 | 12 | 2 | 11 | 202794.1612 | 31810.3 | 0 |  |  |  |  | 2 | 0 | 0 | 0 | 5 | 7 | 183961.3535 | 31776 | 0 |  | SN1 | 0 | #N/A |  |  | SN1 | #DIV/0! | 0 | 0 | 0 | 0 | 0 |  | SN1 | #DIV/0! |  |  |  | SN1 | #DIV/0! |  | 0 | 0
[31 empty] | SN2 | 0 | 0 | 0 | 0 | 29 | 3 | 0 | 0 | 0 | 0 | Volume par individu, cm3 |  |  |  | 0 | 0 | 0 | 0 | 0 | 0 | 0 | 0 | 0 |  | SN2 | 0 | 0 |  |  | SN2 | 0 | 0 | 0 | 0 | 0 | 0 |  | SN2 | 0 |  |  |  | SN2 | 0 |  | 0 | 0
[31 empty] | LD | 375 | 362 | 87 | 0 | 0 | 0 | 148 | 60336.3154 | 28483.3 | 0 | vaccines |  | diluents | injection eqpt | 32 | 0 | 0 | 0 | 21 | 53 | 59312.6154 | 27363.8 | 0 |  | LD | 0 | #N/A |  |  | LD | #DIV/0! | 0 | 1 | 1 | 0 | 0 |  | LD | #DIV/0! |  |  |  | LD | #DIV/0! |  | 0 | 0
[31 empty] | SP | 1822 | 1713 | 10 | 0 | 6 | 0 | 1643 | 109157.8 | 24847.4 | 0 | #DIV/0! | #DIV/0! | #DIV/0! | #DIV/0! | 201 | 0 | 0 | 0 | 74 | 275 | 102948 | 22862.1 | 0 |  | SP | 0 | #N/A |  |  | SP | #DIV/0! | 0 | 0 | 0 | 0 | 0 |  | SP | 0 |  |  |  | SP | 0 |  | 1854 | 1854
LIST OF FACILITIES | [20 empty] | Infrastructures, Equipment & Transport | [10 empty] | Refrigerators & Freezers |  |  |  | Cold/Freezer rooms |  |  | Storage capacity (litres) |  |  | Estimation of required storage capacity |  |  | dry storage | Replacement estimated | [5 empty] | Storage capacity (litres) (2029) |  |  | Deployment of CCE | [21 empty] | Vaccine carriers for sessions
Affiliation/Location |  |  |  | Health structures | [7 empty] | Supply Chain | [5 empty] | Vaccine service delivery |  |  | Passive Cold Chain |  |  |  |  | Transport |  |  |  | Disposal of Waste | [8 empty] | Available cold storage at +5°C | Available cold storage at -20°C | Available cold storage at -70°C | [13 empty] | Intervention & CCE needs (Refrigerators) | [8 empty] | Year of deployment |  |  |  | Intervention & CCE needs (Freezers)
Province | Province | District | Location | Health structures | Code_Facility | Location Latitude | Location Longitude | Location Altitude | photo of the facility from outside | Type | Status | Supply Levels | Total Population | Distance to supply | supply interval, months | safety stock, months | Availability of electricity | Mode of vaccine supply | Vaccination strategies | Coverage Penta-3 | Passive cold storage device | Cold boxes - large | Cold boxes - small | Vaccine-Carriers - large | Vaccine-Carriers - small | Motos | Pick-ups | Trucks - normal | Refrigerator vehicles | Incinerators | Others | Refrigerators | Refrigerators PQS | Freezers | ULT cold chain | Cold/Freezer rooms | Cold/Freezer rooms | CCE is available (+5°C) |  |  |  | Capacity required at +5°C, litres | Capacity required at -20°C, litres | Coolant packs, litres | dry storage, m3 | 2025 | 2026 | 2027 | 2028 | 2029 | Total Replacement estimated | Available cold storage at +5°C | Available cold storage at -20°C | Available cold storage at -70°C | Type of intervention | Bradless CCE forecast | Number of units | Total cost of median prices ($USD) | Source of funding | CCE allocated (Model) | Capacity at +5°C | Number of units | Total cost of CCE selected ($USD) | 2026 | 2027 | 2028 | 2029 | Type of intervention | Bradless CCE forecast | Number of units | Total cost of median prices ($USD) | Source of funding | CCE allocated (Model) | Capacity at -20°C | Number of units | Total cost of CCE selected ($USD) | small | large | MUEDA
A | B | C | D | E | F | G | H | I | J | K | L | M | N | O | P | Q | R | S | T | U | V | W | X | Y | Z | AA | AB | AC | AD | AE | AF | AG | AH | AI | AJ | AK | AL | AM | AN | AO | AP | AQ | AR | AS | AT | AU | AV | AW | AX | AY | AZ | BA | BB | BC | BD | BE | BF | BG | BH | BI | BJ | BK | BL | BM | BN | BO | BP | BQ | BR | BS | BT | BU | BV | BW | BX | BY | BZ | CA | CB | MUEDA | MUEDA | Funding_source
| MAPUTO CIDADE | KHAMPFUMO | MAPUTO CIDADE | Armazém Central de Vacinas - Zimpeto | [5 empty] | NVS | MoH | PR | 38689102 |  | 3 | 3 | >16 h | Collection & Delivery | No vaccination | [12 empty] | 0 | 0 | 0 | 0 | 12 | 2 | 1 | 94948.2784 | 19047.619 | 0 | #DIV/0! | #DIV/0! | #DIV/0! | #DIV/0! | 4 | 0 | 0 | 0 | 3 | 7 | 61172.1612 | 0 | 0 | #DIV/0! | #DIV/0! | 0 | #N/A |  | WICR-40m3 |  | #DIV/0! | [5 empty] | #DIV/0! | #DIV/0! | 0 | #N/A |  | WIFR-20m3 |  | #DIV/0! |  | 0 | 0 |  | 79 | Depósito D. MUEDA | CCEOP
| CABO DELGADO | CIDADE DE PEMBA | CIDADE DE PEMBA | Armazém Provincial de Vacinas de Cabo Delgado | [5 empty] | PVS | MoH | SN1 | 3332919 | 2442 | 1 | 1 | >16 h | Collection & Delivery | No vaccination | [12 empty] | 7 | 7 | 2 | 0 | 2 | 0 | 1 | 8578.3077 | 6082 | 0 | #DIV/0! | #DIV/0! | #DIV/0! | #DIV/0! | 0 | 0 | 0 | 0 | 0 | 0 | 8578.3077 | 6082 | 0 | #DIV/0! | #DIV/0! | 0 | #N/A |  |  |  | #DIV/0! | [5 empty] | #DIV/0! | #DIV/0! | 0 | #N/A |  |  |  | #DIV/0! |  | 0 | 0 |  | 80 | Centro de Saude de Chilindi | UNICEF
| CABO DELGADO | CIDADE DE PEMBA | CIDADE DE PEMBA | Depósito Distrital da Cidade de Pemba | [5 empty] | DVS | MoH | LD | 689958 | 100 | 1 | 1 | 8-16 h | Collection & Delivery | No vaccination | [12 empty] | 7 | 7 | 0 | 0 | 0 | 0 | 1 | 692.5 | 0 | 0 | #DIV/0! | #DIV/0! | #DIV/0! | #DIV/0! | 0 | 0 | 0 | 0 | 0 | 0 | 692.5 | 0 | 0 | #DIV/0! | #DIV/0! | 0 | #N/A |  | TCW 4000 AC |  | #DIV/0! |  | 1 | 1 |  |  | Extens_Electric | #DIV/0! | 0 | #N/A |  | MF 314 |  | 0 |  | 0 | 0 |  | 81 | Centro de Saude de Namatil | 0
| CABO DELGADO | CIDADE DE PEMBA | CIDADE DE PEMBA | Bairro Cimento Sede, Pemba Cidade | [5 empty] | HC | MoH | SP | 42622 |  | 1 | 1 | <8 h | Collection & Delivery | Fixed & Outreach | [12 empty] | 2 | 2 | 0 | 0 | 0 | 0 | 1 | 40 | 68.6 | 0 | #DIV/0! | 0 | #DIV/0! | #DIV/0! | 0 | 0 | 0 | 0 | 0 | 0 | 40 | 68.6 | 0 | #DIV/0! | #DIV/0! | 0 | #N/A | CCEOP | TCW120C SDD New |  | #DIV/0! | [7 empty] | 0 | 0 |  |  |  | 0 |  | 1 | 1 |  | 82 | Centro de Saude de Negomano
B: CABO DELGADO; C: CIDADE DE PEMBA; D: CIDADE DE PEMBA; E: Cariaco, Pemba Cidade; K: HC; L: MoH; M: SP; N: 76200; P: 1; Q: 1; R: <8 h; S: Collection & Delivery; T: Fixed only; AG: 2; AH: 2; AI: 0; AJ: 0; AK: 0; AL: 0; AM: 1; AN: 40; AO: 68.6; AP: 0; AQ: #DIV/0!; AR: 0; AS: #DIV/0!; AT: #DIV/0!; AU: 0; AV: 0; AW: 0; AX: 0; AY: 0; AZ: 0; BA: 40; BB: 68.6; BC: 0; BD: #DIV/0!; BE: #DIV/0!; BF: 0; BG: #N/A; BK: #DIV/0!; BS: 0; BT: 0; BX: 0; BZ: 1; CA: 1 | 83 | Centro de Saude de Chude
| CABO DELGADO | CIDADE DE PEMBA | CIDADE DE PEMBA | Centro de Muxara | [5 empty] | HC | MoH | SP | 31293 |  | 1 | 1 | <8 h | Collection & Delivery | Fixed & Outreach | [12 empty] | 2 | 2 | 0 | 0 | 0 | 0 | 1 | 40 | 68.6 | 0 | #DIV/0! | 0 | #DIV/0! | #DIV/0! | 0 | 0 | 0 | 0 | 0 | 0 | 40 | 68.6 | 0 | #DIV/0! | #DIV/0! | 0 | #N/A | UNICEF | HTCD 90 SDD |  | #DIV/0! | [7 empty] | 0 | 0 |  |  |  | 0 |  | 1 | 1 |  | 84 | Centro de Saude de Nandimba
B: CABO DELGADO; C: CIDADE DE PEMBA; D: CIDADE DE PEMBA; E: Centro de Saude de Chuiba; K: HC; L: MoH; M: SP; N: 34271; P: 1; Q: 1; R: <8 h; S: Collection & Delivery; T: Fixed & Outreach; AG: 1; AH: 1; AI: 0; AJ: 0; AK: 0; AL: 0; AM: 1; AN: 80.5; AO: 0; AP: 0; AQ: #DIV/0!; AR: 0; AS: #DIV/0!; AT: #DIV/0!; AU: 0; AV: 0; AW: 0; AX: 0; AY: 0; AZ: 0; BA: 80.5; BB: 0; BC: 0; BD: #DIV/0!; BE: #DIV/0!; BF: 0; BG: #N/A; BK: #DIV/0!; BS: 0; BT: 0; BX: 0; BZ: 1; CA: 1 | 85 | Centro de Saude de Ngapa
B: CABO DELGADO; C: CIDADE DE PEMBA; D: CIDADE DE PEMBA; E: Ed Mondlane, Pemba Cidade; K: HC; L: MoH; M: SP; N: 81934; P: 1; Q: 1; R: <8 h; S: Collection & Delivery; T: Fixed & Outreach; AG: 1; AH: 1; AI: 0; AJ: 0; AK: 0; AL: 0; AM: 1; AN: 80.5; AO: 0; AP: 0; AQ: #DIV/0!; AR: 0; AS: #DIV/0!; AT: #DIV/0!; AU: 0; AV: 0; AW: 0; AX: 0; AY: 0; AZ: 0; BA: 80.5; BB: 0; BC: 0; BD: #DIV/0!; BE: #DIV/0!; BF: 0; BG: #N/A; BI: VLS 096A RF SDD; BK: #DIV/0!; BS: 0; BT: 0; BX: 0; BZ: 1; CA: 1 | 86 | Chapa, Mueda
B: CABO DELGADO; C: CIDADE DE PEMBA; D: CIDADE DE PEMBA; E: Hospital Provincial de Pemba; K: PH; L: MoH; M: SP; N: 6582; P: 1; Q: 1; R: 8-16 h; S: Collection & Delivery; T: Fixed & Outreach; AG: 2; AH: 2; AI: 0; AJ: 0; AK: 0; AL: 0; AM: 1; AN: 161; AO: 0; AP: 0; AQ: #DIV/0!; AR: 0; AS: #DIV/0!; AT: #DIV/0!; AU: 0; AV: 0; AW: 0; AX: 0; AY: 0; AZ: 0; BA: 161; BB: 0; BC: 0; BD: #DIV/0!; BE: #DIV/0!; BF: 0; BG: #N/A; BK: #DIV/0!; BS: 0; BT: 0; BX: 0; BZ: 1; CA: 1 | 87 | Imbuo, Mueda
B: CABO DELGADO; C: CIDADE DE PEMBA; D: CIDADE DE PEMBA; E: Mahate, Pemba Cidade; K: HC; L: MoH; M: SP; N: 39550; P: 1; Q: 1; R: <8 h; S: Collection & Delivery; T: Fixed & Outreach; AG: 1; AH: 1; AI: 0; AJ: 0; AK: 0; AL: 0; AM: 1; AN: 145; AO: 0; AP: 0; AQ: #DIV/0!; AR: 0; AS: #DIV/0!; AT: #DIV/0!; AU: 0; AV: 0; AW: 0; AX: 0; AY: 0; AZ: 0; BA: 145; BB: 0; BC: 0; BD: #DIV/0!; BE: #DIV/0!; BF: 0; BG: #N/A; BK: #DIV/0!; BS: 0; BT: 0; BX: 0; BZ: 1; CA: 1 | 88 | Mpeme, Mueda
B: CABO DELGADO; C: CIDADE DE PEMBA; D: CIDADE DE PEMBA; E: Natite, Pemba Cidade; K: HC; L: MoH; M: SP; N: 85813; P: 1; Q: 1; R: <8 h; S: Collection & Delivery; T: Fixed & Outreach; AG: 1; AH: 1; AI: 0; AJ: 0; AK: 0; AL: 0; AM: 1; AN: 145; AO: 0; AP: 0; AQ: #DIV/0!; AR: 0; AS: #DIV/0!; AT: #DIV/0!; AU: 0; AV: 0; AW: 0; AX: 0; AY: 0; AZ: 0; BA: 145; BB: 0; BC: 0; BD: #DIV/0!; BE: #DIV/0!; BF: 0; BG: #N/A; BI: TCW 40 SDD; BK: #DIV/0!; BS: 0; BT: 0; BX: 0; BZ: 1; CA: 1 | 89 | Mueda Sede, Mueda
B: CABO DELGADO; C: CIDADE DE PEMBA; D: CIDADE DE PEMBA; E: Ngonane, Pemba Cidade; K: HC; L: MoH; M: SP; N: 52822; P: 1; Q: 1; R: <8 h; S: Collection & Delivery; T: Fixed & Outreach; AG: 1; AH: 1; AI: 0; AJ: 0; AK: 0; AL: 0; AM: 1; AN: 145; AO: 0; AP: 0; AQ: #DIV/0!; AR: 0; AS: #DIV/0!; AT: #DIV/0!; AU: 0; AV: 0; AW: 0; AX: 0; AY: 0; AZ: 0; BA: 145; BB: 0; BC: 0; BD: #DIV/0!; BE: #DIV/0!; BF: 0; BG: #N/A; BK: #DIV/0!; BS: 0; BT: 0; BX: 0; BZ: 1; CA: 1 | 2026 | CS Mbuo
B: CABO DELGADO; C: CIDADE DE PEMBA; D: CIDADE DE PEMBA; E: Paquite, Pemba Cidade; K: HC; L: MoH; M: SP; N: 58642; P: 1; Q: 1; R: 8-16 h; S: Collection & Delivery; T: Fixed & Outreach; AG: 2; AH: 2; AI: 0; AJ: 0; AK: 0; AL: 0; AM: 1; AN: 290; AO: 0; AP: 0; AQ: #DIV/0!; AR: 0; AS: #DIV/0!; AT: #DIV/0!; AU: 0; AV: 0; AW: 0; AX: 0; AY: 0; AZ: 0; BA: 290; BB: 0; BC: 0; BD: #DIV/0!; BE: #DIV/0!; BF: 0; BG: #N/A; BK: #DIV/0!; BS: 0; BT: 0; BX: 0; BZ: 1; CA: 1 | 2027 | CS Nimo
| CABO DELGADO | METUGE | METUGE | Depósito D. METUGE | [5 empty] | DVS | MoH | LD | 93356.6338 | 39 | 1 | 1 | 8-16 h | Collection & Delivery | No vaccination | [12 empty] | 2 | 2 | 0 | 0 | 0 | 0 | 1 | 200.5 | 0 | 0 | #DIV/0! | #DIV/0! | #DIV/0! | #DIV/0! | 0 | 0 | 0 | 0 | 0 | 0 | 200.5 | 0 | 0 | #DIV/0! | #DIV/0! | 0 | #N/A |  |  |  | #DIV/0! | [5 empty] | Extens_Electric | #DIV/0! | 0 | #N/A |  | HBD-116 |  | 0 |  | 0 | 0
| CABO DELGADO | METUGE | METUGE | Centro de Saude de Nacuta | [5 empty] | HC | MoH | SP | 15612.2917 |  | 1 | 1 | No | Collection & Delivery | Fixed & Outreach | [12 empty] | 1 | 1 | 0 | 0 | 0 | 0 | 1 | 55.5 | 0 | 0 | #DIV/0! | 0 | #DIV/0! | #DIV/0! | 0 | 0 | 0 | 0 | 0 | 0 | 55.5 | 0 | 0 | #DIV/0! | #DIV/0! | 0 | #N/A |  |  |  | #DIV/0! | [7 empty] | 0 | 0 |  |  |  | 0 |  | 1 | 1
| CABO DELGADO | METUGE | METUGE | Centro de Saude de Ntessa | [5 empty] | HC | MoH | SP | 9034.0242 |  | 1 | 1 | No | Collection & Delivery | Fixed & Outreach | [12 empty] | 1 | 1 | 0 | 0 | 0 | 0 | 1 | 55.5 | 0 | 0 | #DIV/0! | 0 | #DIV/0! | #DIV/0! | 0 | 0 | 0 | 0 | 0 | 0 | 55.5 | 0 | 0 | #DIV/0! | #DIV/0! | 0 | #N/A |  |  |  | #DIV/0! | [7 empty] | 0 | 0 |  |  |  | 0 |  | 1 | 1
| CABO DELGADO | METUGE | METUGE | Metuge Sede, Pemba Metuge | [5 empty] | HC | MoH | SP | 21987.0853 |  | 1 | 1 | <8 h | Collection & Delivery | Fixed & Outreach | [12 empty] | 1 | 1 | 0 | 0 | 0 | 0 | 1 | 20 | 34.3 | 0 | #DIV/0! | 0 | #DIV/0! | #DIV/0! | 0 | 0 | 0 | 0 | 0 | 0 | 20 | 34.3 | 0 | #DIV/0! | #DIV/0! | 0 | #N/A |  | TCW 40 SDD |  | #DIV/0! | [7 empty] | 0 | 0 |  |  |  | 0 |  | 1 | 1
| CABO DELGADO | METUGE | METUGE | Mieze, Pemba Metuge | [5 empty] | HC | MoH | SP | 22112.633 |  | 1 | 1 | No | Collection & Delivery | Fixed & Outreach | [12 empty] | 1 | 1 | 0 | 0 | 0 | 0 | 1 | 20 | 34.3 | 0 | #DIV/0! | 0 | #DIV/0! | #DIV/0! | 0 | 0 | 0 | 0 | 0 | 0 | 20 | 34.3 | 0 | #DIV/0! | #DIV/0! | 0 | #N/A |  | VC 60 SDD-1 |  | #DIV/0! | [7 empty] | 0 | 0 |  |  |  | 0 |  | 1 | 1
| CABO DELGADO | METUGE | METUGE | Nanlia, Pemba Metuge | [5 empty] | HC | MoH | SP | 24610.5997 |  | 1 | 1 | No | Collection & Delivery | Fixed & Outreach | [12 empty] | 1 | 1 | 0 | 0 | 0 | 0 | 1 | 55.5 | 0 | 0 | #DIV/0! | 0 | #DIV/0! | #DIV/0! | 0 | 0 | 0 | 0 | 0 | 0 | 55.5 | 0 | 0 | #DIV/0! | #DIV/0! | 0 | #N/A |  |  |  | #DIV/0! | [7 empty] | 0 | 0 |  |  |  | 0 |  | 1 | 1
| CABO DELGADO | ANCUABE | ANCUABE | Depósito D. ANCUABE | [5 empty] | DVS | MoH | LD | 454436 | 105 | 1 | 1 | 8-16 h | Collection & Delivery | No vaccination | [12 empty] | 3 | 3 | 0 | 0 | 0 | 0 | 1 | 76 | 102.9 | 0 | #DIV/0! | #DIV/0! | #DIV/0! | #DIV/0! | 0 | 0 | 0 | 0 | 0 | 0 | 76 | 102.9 | 0 | #DIV/0! | #DIV/0! | 0 | #N/A |  | IceVolt 300P |  | #DIV/0! | [5 empty] | #DIV/0! | #DIV/0! | 0 | #N/A |  | MF314 |  | #DIV/0! |  | 0 | 0
| CABO DELGADO | ANCUABE | ANCUABE | Intutupue | [5 empty] | HC | MoH | SP | 43747 |  | 1 | 1 | <8 h | Collection & Delivery | Fixed & Outreach | [12 empty] | 3 | 3 | 0 | 0 | 0 | 0 | 1 | 60 | 102.9 | 0 | #DIV/0! | 0 | #DIV/0! | #DIV/0! | 0 | 0 | 0 | 0 | 0 | 0 | 60 | 102.9 | 0 | #DIV/0! | #DIV/0! | 0 | #N/A |  |  |  | #DIV/0! | [7 empty] | 0 | 0 |  |  |  | 0 |  | 1 | 1
| CABO DELGADO | ANCUABE | ANCUABE | Mariri | [5 empty] | HC | MoH | SP | 36446 |  | 1 | 1 | No | Collection & Delivery | Fixed & Outreach | [12 empty] | 1 | 1 | 0 | 0 | 0 | 0 | 1 | 36 | 34.3 | 0 | #DIV/0! | 0 | #DIV/0! | #DIV/0! | 0 | 0 | 0 | 0 | 0 | 0 | 36 | 34.3 | 0 | #DIV/0! | #DIV/0! | 0 | #N/A |  |  |  | #DIV/0! | [7 empty] | 0 | 0 |  |  |  | 0 |  | 1 | 1
| CABO DELGADO | ANCUABE | ANCUABE | Mesa | [5 empty] | HC | MoH | SP | 43238 |  | 1 | 1 | No | Collection & Delivery | Fixed & Outreach | [12 empty] | 1 | 1 | 0 | 0 | 0 | 0 | 1 | 36 | 34.3 | 0 | #DIV/0! | 0 | #DIV/0! | #DIV/0! | 0 | 0 | 0 | 0 | 0 | 0 | 36 | 34.3 | 0 | #DIV/0! | #DIV/0! | 0 | #N/A |  |  |  | #DIV/0! | [7 empty] | 0 | 0 |  |  |  | 0 |  | 1 | 1
| CABO DELGADO | ANCUABE | ANCUABE | Metoro, Ancuabe | [5 empty] | HC | MoH | SP | 93425 |  | 1 | 1 | No | Collection & Delivery | Fixed & Outreach | [12 empty] | 1 | 1 | 0 | 0 | 0 | 0 | 1 | 36 | 34.3 | 0 | #DIV/0! | 0 | #DIV/0! | #DIV/0! | 0 | 0 | 0 | 0 | 0 | 0 | 36 | 34.3 | 0 | #DIV/0! | #DIV/0! | 0 | #N/A |  |  |  | #DIV/0! | [7 empty] | 0 | 0 |  |  |  | 0 |  | 1 | 1
| CABO DELGADO | ANCUABE | ANCUABE | Minheuene | [5 empty] | HC | MoH | SP | 36446 |  | 1 | 1 | No | Collection & Delivery | Fixed & Outreach | [12 empty] | 1 | 1 | 0 | 0 | 0 | 0 | 1 | 55.5 | 0 | 0 | #DIV/0! | 0 | #DIV/0! | #DIV/0! | 0 | 0 | 0 | 0 | 0 | 0 | 55.5 | 0 | 0 | #DIV/0! | #DIV/0! | 0 | #N/A |  |  |  | #DIV/0! | [7 empty] | 0 | 0 |  |  |  | 0 |  | 1 | 1
| CABO DELGADO | ANCUABE | ANCUABE | Nacuale | [5 empty] | HC | MoH | SP | 43242 |  | 1 | 1 | No | Collection & Delivery | Fixed & Outreach | [12 empty] | 1 | 1 | 0 | 0 | 0 | 0 | 1 | 55.5 | 0 | 0 | #DIV/0! | 0 | #DIV/0! | #DIV/0! | 0 | 0 | 0 | 0 | 0 | 0 | 55.5 | 0 | 0 | #DIV/0! | #DIV/0! | 0 | #N/A |  |  |  | #DIV/0! | [7 empty] | 0 | 0 |  |  |  | 0 |  | 1 | 1
| CABO DELGADO | ANCUABE | ANCUABE | Ngeue, Ancuabe | [5 empty] | HC | MoH | SP | 59775 |  | 1 | 1 | No | Collection & Delivery | Fixed & Outreach | [12 empty] | 1 | 1 | 0 | 0 | 0 | 0 | 1 | 55.5 | 0 | 0 | #DIV/0! | 0 | #DIV/0! | #DIV/0! | 0 | 0 | 0 | 0 | 0 | 0 | 55.5 | 0 | 0 | #DIV/0! | #DIV/0! | 0 | #N/A |  | TCW 2000 SDD |  | #DIV/0! | [7 empty] | 0 | 0 |  |  |  | 0 |  | 1 | 1
| CABO DELGADO | MONTEPUEZ | MONTEPUEZ | Depósito D. MONTEPUEZ | [5 empty] | DVS | MoH | LD | 292619 | 298 | 1 | 1 | 8-16 h | Collection & Delivery | No vaccination | [12 empty] | 3 | 3 | 0 | 0 | 0 | 0 | 1 | 166.5 | 0 | 0 | #DIV/0! | #DIV/0! | #DIV/0! | #DIV/0! | 0 | 0 | 0 | 0 | 0 | 0 | 166.5 | 0 | 0 | #DIV/0! | #DIV/0! | 0 | #N/A |  | I425H120 |  | #DIV/0! | [5 empty] | Extens_Electric | #DIV/0! | 0 | #N/A |  |  |  | 0 |  | 0 | 0
| CABO DELGADO | MONTEPUEZ | MONTEPUEZ | Linde, Montepuez | [5 empty] | HC | MoH | SP | 15015.94 |  | 1 | 1 | No | Collection & Delivery | Fixed & Outreach | [12 empty] | 1 | 1 | 0 | 0 | 0 | 0 | 1 | 20 | 34.3 | 0 | #DIV/0! | 0 | #DIV/0! | #DIV/0! | 0 | 0 | 0 | 0 | 0 | 0 | 20 | 34.3 | 0 | #DIV/0! | #DIV/0! | 0 | #N/A |  |  |  | #DIV/0! | [7 empty] | 0 | 0 |  |  |  | 0 |  | 1 | 1
| CABO DELGADO | MONTEPUEZ | MONTEPUEZ | Mapupulo | [5 empty] | HC | MoH | SP | 19700.1687 |  | 1 | 1 | No | Collection & Delivery | Fixed & Outreach | [12 empty] | 1 | 1 | 0 | 0 | 0 | 0 | 1 | 20 | 34.3 | 0 | #DIV/0! | 0 | #DIV/0! | #DIV/0! | 0 | 0 | 0 | 0 | 0 | 0 | 20 | 34.3 | 0 | #DIV/0! | #DIV/0! | 0 | #N/A |  |  |  | #DIV/0! | [7 empty] | 0 | 0 |  |  |  | 0 |  | 1 | 1
| CABO DELGADO | MONTEPUEZ | MONTEPUEZ | Mirate | [5 empty] | HC | MoH | SP | 25038.1113 |  | 1 | 1 | No | Collection & Delivery | Fixed & Outreach | [12 empty] | 1 | 1 | 0 | 0 | 0 | 0 | 1 | 20 | 34.3 | 0 | #DIV/0! | 0 | #DIV/0! | #DIV/0! | 0 | 0 | 0 | 0 | 0 | 0 | 20 | 34.3 | 0 | #DIV/0! | #DIV/0! | 0 | #N/A |  |  |  | #DIV/0! | [7 empty] | 0 | 0 |  |  |  | 0 |  | 1 | 1
| CABO DELGADO | MONTEPUEZ | MONTEPUEZ | Montepuez Sede, Montepuez | [5 empty] | HC | MoH | SP | 73500 |  | 1 | 1 | 8-16 h | Collection & Delivery | Fixed & Outreach | [12 empty] | 1 | 1 | 0 | 0 | 0 | 0 | 1 | 20 | 34.3 | 0 | #DIV/0! | 0 | #DIV/0! | #DIV/0! | 0 | 0 | 0 | 0 | 0 | 0 | 20 | 34.3 | 0 | #DIV/0! | #DIV/0! | 0 | #N/A |  | GMF 200 ECO lite |  | #DIV/0! | [7 empty] | 0 | 0 |  |  |  | 0 |  | 1 | 1
| CABO DELGADO | MONTEPUEZ | MONTEPUEZ | Nairoto | [5 empty] | HC | MoH | SP | 9832.7674 |  | 1 | 1 | No | Collection & Delivery | Fixed & Outreach | [12 empty] | 1 | 1 | 0 | 0 | 0 | 0 | 1 | 20 | 34.3 | 0 | #DIV/0! | 0 | #DIV/0! | #DIV/0! | 0 | 0 | 0 | 0 | 0 | 0 | 20 | 34.3 | 0 | #DIV/0! | #DIV/0! | 0 | #N/A |  |  |  | #DIV/0! | [7 empty] | 0 | 0 |  |  |  | 0 |  | 1 | 1
| CABO DELGADO | MONTEPUEZ | MONTEPUEZ | Namanhumbir, Montepuez | [5 empty] | HC | MoH | SP | 26430.0643 |  | 1 | 1 | <8 h | Collection & Delivery | Fixed & Outreach | [12 empty] | 1 | 1 | 0 | 0 | 0 | 0 | 1 | 20 | 34.3 | 0 | #DIV/0! | 0 | #DIV/0! | #DIV/0! | 0 | 0 | 0 | 0 | 0 | 0 | 20 | 34.3 | 0 | #DIV/0! | #DIV/0! | 0 | #N/A |  |  |  | #DIV/0! | [7 empty] | 0 | 0 |  |  |  | 0 |  | 1 | 1
| CABO DELGADO | MONTEPUEZ | MONTEPUEZ | Namueto, Montepuez | [5 empty] | HC | MoH | SP | 10664 |  | 1 | 1 | No | Collection & Delivery | Fixed & Outreach | [12 empty] | 1 | 1 | 0 | 0 | 0 | 0 | 1 | 20 | 34.3 | 0 | #DIV/0! | 0 | #DIV/0! | #DIV/0! | 0 | 0 | 0 | 0 | 0 | 0 | 20 | 34.3 | 0 | #DIV/0! | #DIV/0! | 0 | #N/A |  |  |  | #DIV/0! | [7 empty] | 0 | 0 |  |  |  | 0 |  | 1 | 1
| CABO DELGADO | MONTEPUEZ | MONTEPUEZ | Nihula | [5 empty] | HC | MoH | SP | 19854 |  | 1 | 1 | No | Collection & Delivery | Fixed & Outreach | [12 empty] | 1 | 1 | 0 | 0 | 0 | 0 | 1 | 20 | 34.3 | 0 | #DIV/0! | 0 | #DIV/0! | #DIV/0! | 0 | 0 | 0 | 0 | 0 | 0 | 20 | 34.3 | 0 | #DIV/0! | #DIV/0! | 0 | #N/A |  |  |  | #DIV/0! | [7 empty] | 0 | 0 |  |  |  | 0 |  | 1 | 1
| CABO DELGADO | MONTEPUEZ | MONTEPUEZ | Nropa, Montepuez | [5 empty] | HC | MoH | SP | 20185 |  | 1 | 1 | No | Collection & Delivery | Fixed & Outreach | [12 empty] | 1 | 1 | 0 | 0 | 0 | 0 | 1 | 20 | 34.3 | 0 | #DIV/0! | 0 | #DIV/0! | #DIV/0! | 0 | 0 | 0 | 0 | 0 | 0 | 20 | 34.3 | 0 | #DIV/0! | #DIV/0! | 0 | #N/A |  |  |  | #DIV/0! | [7 empty] | 0 | 0 |  |  |  | 0 |  | 1 | 1
| CABO DELGADO | MONTEPUEZ | MONTEPUEZ | Ntapata | [5 empty] | HC | MoH | SP | 12956 |  | 1 | 1 | No | Collection & Delivery | Fixed & Outreach | [12 empty] | 3 | 3 | 0 | 0 | 0 | 0 | 1 | 60 | 102.9 | 0 | #DIV/0! | 0 | #DIV/0! | #DIV/0! | 0 | 0 | 0 | 0 | 0 | 0 | 60 | 102.9 | 0 | #DIV/0! | #DIV/0! | 0 | #N/A |  |  |  | #DIV/0! | [7 empty] | 0 | 0 |  |  |  | 0 |  | 1 | 1
| CABO DELGADO | MACOMIA | MACOMIA | Depósito D. MACOMIA | [5 empty] | DVS | MoH | LD | 129254 | 228 | 1 | 1 | 8-16 h | Collection & Delivery | No vaccination | [12 empty] | 3 | 3 | 0 | 0 | 0 | 0 | 1 | 0 | 0 | 0 | #DIV/0! | #DIV/0! | #DIV/0! | #DIV/0! | 3 | 0 | 0 | 0 | 0 | 3 | 0 | 0 | 0 | #DIV/0! | #DIV/0! | 0 | #N/A |  |  |  | #DIV/0! | [5 empty] | Extens_Electric | #DIV/0! | 0 | #N/A |  |  |  | 0 |  | 0 | 0
| CABO DELGADO | MACOMIA | MACOMIA | Chai, Macomia | [5 empty] | HC | MoH | SP | 12725.2193 |  | 1 | 1 | No | Collection & Delivery | Fixed & Outreach | [12 empty] | 2 | 2 | 0 | 0 | 0 | 0 | 1 | 0 | 0 | 0 | #DIV/0! | 0 | #DIV/0! | #DIV/0! | 2 | 0 | 0 | 0 | 0 | 2 | 0 | 0 | 0 | #DIV/0! | #DIV/0! | 0 | #N/A |  |  |  | #DIV/0! | [7 empty] | 0 | 0 |  |  |  | 0 |  | 1 | 1
| CABO DELGADO | MACOMIA | MACOMIA | Macomia Sede, Macomia | [5 empty] | HC | MoH | SP | 29367.343 |  | 1 | 1 | <8 h | Collection & Delivery | Fixed & Outreach | [12 empty] | 5 | 5 | 0 | 0 | 0 | 0 | 1 | 0 | 0 | 0 | #DIV/0! | 0 | #DIV/0! | #DIV/0! | 5 | 0 | 0 | 0 | 0 | 5 | 0 | 0 | 0 | #DIV/0! | #DIV/0! | 0 | #N/A |  |  |  | #DIV/0! | [7 empty] | 0 | 0 |  |  |  | 0 |  | 1 | 1
| CABO DELGADO | BALAMA | BALAMA | Depósito D. BALAMA | [5 empty] | DVS | MoH | LD | 154784.1018 | 293 | 1 | 1 | 8-16 h | Collection & Delivery | No vaccination | [12 empty] | 3 | 3 | 0 | 0 | 0 | 0 | 1 | 60 | 102.9 | 0 | #DIV/0! | #DIV/0! | #DIV/0! | #DIV/0! | 0 | 0 | 0 | 0 | 0 | 0 | 60 | 102.9 | 0 | #DIV/0! | #DIV/0! | 0 | #N/A |  |  |  | #DIV/0! | [5 empty] | #DIV/0! | #DIV/0! | 0 | #N/A |  |  |  | #DIV/0! |  | 0 | 0
| CABO DELGADO | BALAMA | BALAMA | Balama Sede, Balama | [5 empty] | HC | MoH | SP | 37814.7562 |  | 1 | 1 | <8 h | Collection & Delivery | Fixed & Outreach | [12 empty] | 1 | 1 | 0 | 0 | 0 | 0 | 1 | 20 | 34.3 | 0 | #DIV/0! | 0 | #DIV/0! | #DIV/0! | 0 | 0 | 0 | 0 | 0 | 0 | 20 | 34.3 | 0 | #DIV/0! | #DIV/0! | 0 | #N/A |  |  |  | #DIV/0! | [7 empty] | 0 | 0 |  |  |  | 0 |  | 1 | 1
| CABO DELGADO | BALAMA | BALAMA | Impire | [5 empty] | HC | MoH | SP | 24717.7482 |  | 1 | 1 | No | Collection & Delivery | Fixed & Outreach | [12 empty] | 1 | 1 | 0 | 0 | 0 | 0 | 1 | 20 | 34.3 | 0 | #DIV/0! | 0 | #DIV/0! | #DIV/0! | 0 | 0 | 0 | 0 | 0 | 0 | 20 | 34.3 | 0 | #DIV/0! | #DIV/0! | 0 | #N/A |  |  |  | #DIV/0! | [7 empty] | 0 | 0 |  |  |  | 0 |  | 1 | 1
| CABO DELGADO | BALAMA | BALAMA | Kwekwe | [5 empty] | HC | MoH | SP | 27273.0771 |  | 1 | 1 | No | Collection & Delivery | Fixed & Outreach | [12 empty] | 1 | 1 | 0 | 0 | 0 | 0 | 1 | 20 | 34.3 | 0 | #DIV/0! | 0 | #DIV/0! | #DIV/0! | 0 | 0 | 0 | 0 | 0 | 0 | 20 | 34.3 | 0 | #DIV/0! | #DIV/0! | 0 | #N/A |  |  |  | #DIV/0! | [7 empty] | 0 | 0 |  |  |  | 0 |  | 1 | 1
| CABO DELGADO | BALAMA | BALAMA | Mavala | [5 empty] | HC | MoH | SP | 18399.2346 |  | 1 | 1 | No | Collection & Delivery | Fixed & Outreach | [12 empty] | 1 | 1 | 0 | 0 | 0 | 0 | 1 | 36 | 34.3 | 0 | #DIV/0! | 0 | #DIV/0! | #DIV/0! | 0 | 0 | 0 | 0 | 0 | 0 | 36 | 34.3 | 0 | #DIV/0! | #DIV/0! | 0 | #N/A |  |  |  | #DIV/0! | [7 empty] | 0 | 0 |  |  |  | 0 |  | 1 | 1
| CABO DELGADO | BALAMA | BALAMA | Metata, Balama | [5 empty] | HC | MoH | SP | 10092.5213 |  | 1 | 1 | No | Collection & Delivery | Fixed & Outreach | [12 empty] | 1 | 1 | 0 | 0 | 0 | 0 | 1 | 36 | 34.3 | 0 | #DIV/0! | 0 | #DIV/0! | #DIV/0! | 0 | 0 | 0 | 0 | 0 | 0 | 36 | 34.3 | 0 | #DIV/0! | #DIV/0! | 0 | #N/A |  |  |  | #DIV/0! | [7 empty] | 0 | 0 |  |  |  | 0 |  | 1 | 1
| CABO DELGADO | BALAMA | BALAMA | Muape | [5 empty] | HC | MoH | SP | 5929.9651 |  | 1 | 1 | No | Collection & Delivery | Fixed & Outreach | [12 empty] | 1 | 1 | 0 | 0 | 0 | 0 | 1 | 36 | 34.3 | 0 | #DIV/0! | 0 | #DIV/0! | #DIV/0! | 0 | 0 | 0 | 0 | 0 | 0 | 36 | 34.3 | 0 | #DIV/0! | #DIV/0! | 0 | #N/A |  |  |  | #DIV/0! | [7 empty] | 0 | 0 |  |  |  | 0 |  | 1 | 1
| CABO DELGADO | BALAMA | BALAMA | Muripa, Balama | [5 empty] | HC | MoH | SP | 6161.579 |  | 1 | 1 | No | Collection & Delivery | Fixed & Outreach | [12 empty] | 1 | 1 | 0 | 0 | 0 | 0 | 1 | 36 | 34.3 | 0 | #DIV/0! | 0 | #DIV/0! | #DIV/0! | 0 | 0 | 0 | 0 | 0 | 0 | 36 | 34.3 | 0 | #DIV/0! | #DIV/0! | 0 | #N/A |  |  |  | #DIV/0! | [7 empty] | 0 | 0 |  |  |  | 0 |  | 1 | 1
| CABO DELGADO | BALAMA | BALAMA | Ntete | [5 empty] | HC | MoH | SP | 24395.2204 |  | 1 | 1 | <8 h | Collection & Delivery | Fixed & Outreach | [12 empty] | 1 | 1 | 0 | 0 | 0 | 0 | 1 | 170 | 0 | 0 | #DIV/0! | 0 | #DIV/0! | #DIV/0! | 0 | 0 | 0 | 0 | 0 | 0 | 170 | 0 | 0 | #DIV/0! | #DIV/0! | 0 | #N/A |  |  |  | #DIV/0! | [7 empty] | 0 | 0 |  |  |  | 0 |  | 1 | 1
| CABO DELGADO | NAMUMO | NAMUMO | Depósito D. NAMUMO | [5 empty] | DVS | MoH | LD | 213445.1908 | 268 | 1 | 1 | 8-16 h | Collection & Delivery | No vaccination | [12 empty] | 1 | 1 | 0 | 0 | 0 | 0 | 1 | 145 | 0 | 0 | #DIV/0! | #DIV/0! | #DIV/0! | #DIV/0! | 0 | 0 | 0 | 0 | 0 | 0 | 145 | 0 | 0 | #DIV/0! | #DIV/0! | 0 | #N/A |  |  |  | #DIV/0! | [5 empty] | Extens_Electric | #DIV/0! | 0 | #N/A |  |  |  | 0 |  | 0 | 0
| CABO DELGADO | NAMUMO | NAMUMO | Hucula | [5 empty] | HC | MoH | SP | 14394.6953 |  | 1 | 1 | No | Collection & Delivery | Fixed & Outreach | [12 empty] | 1 | 1 | 0 | 0 | 0 | 0 | 1 | 80.5 | 0 | 0 | #DIV/0! | 0 | #DIV/0! | #DIV/0! | 0 | 0 | 0 | 0 | 0 | 0 | 80.5 | 0 | 0 | #DIV/0! | #DIV/0! | 0 | #N/A |  |  |  | #DIV/0! | [7 empty] | 0 | 0 |  |  |  | 0 |  | 1 | 1
| CABO DELGADO | NAMUMO | NAMUMO | Machoca | [5 empty] | HC | MoH | SP | 31714.8688 |  | 1 | 1 | No | Collection & Delivery | Fixed & Outreach | [12 empty] | 1 | 1 | 0 | 0 | 0 | 0 | 1 | 145 | 0 | 0 | #DIV/0! | 0 | #DIV/0! | #DIV/0! | 0 | 0 | 0 | 0 | 0 | 0 | 145 | 0 | 0 | #DIV/0! | #DIV/0! | 0 | #N/A |  |  |  | #DIV/0! | [7 empty] | 0 | 0 |  |  |  | 0 |  | 1 | 1
| CABO DELGADO | NAMUMO | NAMUMO | Meloco, Namuno | [5 empty] | HC | MoH | SP | 40841.9715 |  | 1 | 1 | No | Collection & Delivery | Fixed & Outreach | [12 empty] | 1 | 1 | 0 | 0 | 0 | 0 | 1 | 0 | 0 | 0 | #DIV/0! | 0 | #DIV/0! | #DIV/0! | 0 | 0 | 0 | 0 | 0 | 0 | 0 | 0 | 0 | #DIV/0! | #DIV/0! | 0 | #N/A |  |  |  | #DIV/0! | [7 empty] | 0 | 0 |  |  |  | 0 |  | 1 | 1
| CABO DELGADO | NAMUMO | NAMUMO | Namacaca | [5 empty] | HC | MoH | SP | 6849.9268 |  | 1 | 1 | No | Collection & Delivery | Fixed & Outreach | [12 empty] | 1 | 1 | 0 | 0 | 0 | 0 | 1 | 55.5 | 0 | 0 | #DIV/0! | 0 | #DIV/0! | #DIV/0! | 0 | 0 | 0 | 0 | 0 | 0 | 55.5 | 0 | 0 | #DIV/0! | #DIV/0! | 0 | #N/A |  |  |  | #DIV/0! | [7 empty] | 0 | 0 |  |  |  | 0 |  | 1 | 1
| CABO DELGADO | NAMUMO | NAMUMO | Namuno Sede, Namuno | [5 empty] | HC | MoH | SP | 1320.4157 |  | 1 | 1 | 8-16 h | Collection & Delivery | Fixed & Outreach | [12 empty] | 1 | 1 | 0 | 0 | 0 | 0 | 1 | 0 | 0 | 0 | #DIV/0! | 0 | #DIV/0! | #DIV/0! | 0 | 0 | 0 | 0 | 0 | 0 | 0 | 0 | 0 | #DIV/0! | #DIV/0! | 0 | #N/A |  |  |  | #DIV/0! | [7 empty] | 0 | 0 |  |  |  | 0 |  | 1 | 1
| CABO DELGADO | NAMUMO | NAMUMO | Nanrapa, Namuno | [5 empty] | HC | MoH | SP | 20487.0065 |  | 1 | 1 | No | Collection & Delivery | Fixed & Outreach | [12 empty] | 1 | 1 | 0 | 0 | 0 | 0 | 1 | 55.5 | 0 | 0 | #DIV/0! | 0 | #DIV/0! | #DIV/0! | 0 | 0 | 0 | 0 | 0 | 0 | 55.5 | 0 | 0 | #DIV/0! | #DIV/0! | 0 | #N/A |  |  |  | #DIV/0! | [7 empty] | 0 | 0 |  |  |  | 0 |  | 1 | 1
| CABO DELGADO | NAMUMO | NAMUMO | Ncumpe | [5 empty] | HC | MoH | SP | 39889.5405 |  | 1 | 1 | No | Collection & Delivery | Fixed & Outreach | [12 empty] | 1 | 1 | 0 | 0 | 0 | 0 | 1 | 0 | 0 | 0 | #DIV/0! | 0 | #DIV/0! | #DIV/0! | 0 | 0 | 0 | 0 | 0 | 0 | 0 | 0 | 0 | #DIV/0! | #DIV/0! | 0 | #N/A |  |  |  | #DIV/0! | [7 empty] | 0 | 0 |  |  |  | 0 |  | 1 | 1
| CABO DELGADO | NAMUMO | NAMUMO | Nicuita | [5 empty] | HC | MoH | SP | 42794.4549 |  | 1 | 1 | No | Collection & Delivery | Fixed & Outreach | [12 empty] | 1 | 1 | 0 | 0 | 0 | 0 | 1 | 36 | 34.3 | 0 | #DIV/0! | 0 | #DIV/0! | #DIV/0! | 0 | 0 | 0 | 0 | 0 | 0 | 36 | 34.3 | 0 | #DIV/0! | #DIV/0! | 0 | #N/A |  |  |  | #DIV/0! | [7 empty] | 0 | 0 |  |  |  | 0 |  | 1 | 1
| CABO DELGADO | NAMUMO | NAMUMO | Papai | [5 empty] | HC | MoH | SP | 15152.3108 |  | 1 | 1 | No | Collection & Delivery | Fixed & Outreach | [12 empty] | 1 | 1 | 0 | 0 | 0 | 0 | 1 | 36 | 34.3 | 0 | #DIV/0! | 0 | #DIV/0! | #DIV/0! | 0 | 0 | 0 | 0 | 0 | 0 | 36 | 34.3 | 0 | #DIV/0! | #DIV/0! | 0 | #N/A |  |  |  | #DIV/0! | [7 empty] | 0 | 0 |  |  |  | 0 |  | 1 | 1
| CABO DELGADO | CHIURE | CHIURE | Depósito D. CHIURE | [5 empty] | DVS | MoH | LD | 498634 | 155 | 1 | 1 | 8-16 h | Collection & Delivery | No vaccination | [12 empty] | 2 | 2 | 0 | 0 | 0 | 0 | 1 | 72 | 68.6 | 0 | #DIV/0! | #DIV/0! | #DIV/0! | #DIV/0! | 0 | 0 | 0 | 0 | 0 | 0 | 72 | 68.6 | 0 | #DIV/0! | #DIV/0! | 0 | #N/A |  |  |  | #DIV/0! | [5 empty] | #DIV/0! | #DIV/0! | 0 | #N/A |  |  |  | #DIV/0! |  | 0 | 0
| CABO DELGADO | CHIURE | CHIURE | Catapua, Chiure | [5 empty] | HC | MoH | SP | 39526 |  | 1 | 1 | No | Collection & Delivery | Fixed & Outreach | [12 empty] | 1 | 1 | 0 | 0 | 0 | 0 | 1 | 36 | 34.3 | 0 | #DIV/0! | 0 | #DIV/0! | #DIV/0! | 0 | 0 | 0 | 0 | 0 | 0 | 36 | 34.3 | 0 | #DIV/0! | #DIV/0! | 0 | #N/A |  |  |  | #DIV/0! | [7 empty] | 0 | 0 |  |  |  | 0 |  | 1 | 1
| CABO DELGADO | CHIURE | CHIURE | Centro de saude chiure velho | [5 empty] | HC | MoH | SP | 41731 |  | 1 | 1 | No | Collection & Delivery | Fixed & Outreach | [12 empty] | 1 | 1 | 0 | 0 | 0 | 0 | 1 | 36 | 34.3 | 0 | #DIV/0! | 0 | #DIV/0! | #DIV/0! | 0 | 0 | 0 | 0 | 0 | 0 | 36 | 34.3 | 0 | #DIV/0! | #DIV/0! | 0 | #N/A |  |  |  | #DIV/0! | [7 empty] | 0 | 0 |  |  |  | 0 |  | 1 | 1
| CABO DELGADO | CHIURE | CHIURE | Centro de saude de Bilibiza | [5 empty] | HC | MoH | SP | 23543 |  | 1 | 1 | <8 h | Collection & Delivery | Fixed & Outreach | [12 empty] | 1 | 1 | 0 | 0 | 0 | 0 | 1 | 0 | 0 | 0 | #DIV/0! | 0 | #DIV/0! | #DIV/0! | 0 | 0 | 0 | 0 | 0 | 0 | 0 | 0 | 0 | #DIV/0! | #DIV/0! | 0 | #N/A |  |  |  | #DIV/0! | [7 empty] | 0 | 0 |  |  |  | 0 |  | 1 | 1
| CABO DELGADO | CHIURE | CHIURE | Centro de saude de Muege | [5 empty] | HC | MoH | SP | 21339 |  | 1 | 1 | No | Collection & Delivery | Fixed & Outreach | [12 empty] | 1 | 1 | 0 | 0 | 0 | 0 | 1 | 36 | 34.3 | 0 | #DIV/0! | 0 | #DIV/0! | #DIV/0! | 0 | 0 | 0 | 0 | 0 | 0 | 36 | 34.3 | 0 | #DIV/0! | #DIV/0! | 0 | #N/A |  |  |  | #DIV/0! | [7 empty] | 0 | 0 |  |  |  | 0 |  | 1 | 1
| CABO DELGADO | CHIURE | CHIURE | Centro de saude de Namogelia | [5 empty] | HC | MoH | SP | 35668 |  | 1 | 1 | No | Collection & Delivery | Fixed & Outreach | [12 empty] | 1 | 1 | 0 | 0 | 0 | 0 | 1 | 36 | 34.3 | 0 | #DIV/0! | 0 | #DIV/0! | #DIV/0! | 0 | 0 | 0 | 0 | 0 | 0 | 36 | 34.3 | 0 | #DIV/0! | #DIV/0! | 0 | #N/A |  |  |  | #DIV/0! | [7 empty] | 0 | 0 |  |  |  | 0 |  | 1 | 1
| CABO DELGADO | CHIURE | CHIURE | Centro de saude de Ocua | [5 empty] | HC | MoH | SP | 38686 |  | 1 | 1 | No | Collection & Delivery | Fixed & Outreach | [12 empty] | 1 | 1 | 0 | 0 | 0 | 0 | 1 | 55.5 | 0 | 0 | #DIV/0! | 0 | #DIV/0! | #DIV/0! | 0 | 0 | 0 | 0 | 0 | 0 | 55.5 | 0 | 0 | #DIV/0! | #DIV/0! | 0 | #N/A |  |  |  | #DIV/0! | [7 empty] | 0 | 0 |  |  |  | 0 |  | 1 | 1
| CABO DELGADO | CHIURE | CHIURE | Centro de saude Mazeze | [5 empty] | HC | MoH | SP | 29606 |  | 1 | 1 | No | Collection & Delivery | Fixed & Outreach | [12 empty] | 1 | 1 | 0 | 0 | 0 | 0 | 1 | 150 | 150 | 0 | #DIV/0! | 0 | #DIV/0! | #DIV/0! | 0 | 0 | 0 | 0 | 0 | 0 | 150 | 150 | 0 | #DIV/0! | #DIV/0! | 0 | #N/A |  |  |  | #DIV/0! | [7 empty] | 0 | 0 |  |  |  | 0 |  | 1 | 1
| CABO DELGADO | CHIURE | CHIURE | Chiure Sede, Chiure | [5 empty] | HC | MoH | SP | 95579 |  | 1 | 1 | No | Collection & Delivery | Fixed & Outreach | [12 empty] | 1 | 1 | 0 | 0 | 0 | 0 | 1 | 80.5 | 0 | 0 | #DIV/0! | 0 | #DIV/0! | #DIV/0! | 0 | 0 | 0 | 0 | 0 | 0 | 80.5 | 0 | 0 | #DIV/0! | #DIV/0! | 0 | #N/A |  |  |  | #DIV/0! | [7 empty] | 0 | 0 |  |  |  | 0 |  | 1 | 1
| CABO DELGADO | CHIURE | CHIURE | Marera | [5 empty] | HC | MoH | SP | 32634 |  | 1 | 1 | No | Collection & Delivery | Fixed & Outreach | [12 empty] | 1 | 1 | 0 | 0 | 0 | 0 | 1 | 36 | 34.3 | 0 | #DIV/0! | 0 | #DIV/0! | #DIV/0! | 0 | 0 | 0 | 0 | 0 | 0 | 36 | 34.3 | 0 | #DIV/0! | #DIV/0! | 0 | #N/A |  |  |  | #DIV/0! | [7 empty] | 0 | 0 |  |  |  | 0 |  | 1 | 1
| CABO DELGADO | CHIURE | CHIURE | Mmala | [5 empty] | HC | MoH | SP | 29702 |  | 1 | 1 | <8 h | Collection & Delivery | Fixed & Outreach | [12 empty] | 1 | 1 | 0 | 0 | 0 | 0 | 1 | 36 | 34.3 | 0 | #DIV/0! | 0 | #DIV/0! | #DIV/0! | 0 | 0 | 0 | 0 | 0 | 0 | 36 | 34.3 | 0 | #DIV/0! | #DIV/0! | 0 | #N/A |  |  |  | #DIV/0! | [7 empty] | 0 | 0 |  |  |  | 0 |  | 1 | 1
| CABO DELGADO | CHIURE | CHIURE | Nacoto, Chiure | [5 empty] | HC | MoH | SP | 24920 |  | 1 | 1 | No | Collection & Delivery | Fixed & Outreach | [12 empty] | 1 | 1 | 1 | 0 | 0 | 0 | 1 | 36 | 315.3 | 0 | #DIV/0! | 0 | #DIV/0! | #DIV/0! | 0 | 0 | 0 | 0 | 0 | 0 | 36 | 315.3 | 0 | #DIV/0! | #DIV/0! | 0 | #N/A |  |  |  | #DIV/0! | [7 empty] | 0 | 0 |  |  |  | 0 |  | 1 | 1
| CABO DELGADO | CHIURE | CHIURE | Samora Machel | [5 empty] | HC | MoH | SP | 40335 |  | 1 | 1 | <8 h | Collection & Delivery | Fixed & Outreach | [12 empty] | 2 | 2 | 0 | 0 | 0 | 0 | 1 | 72 | 68.6 | 0 | #DIV/0! | 0 | #DIV/0! | #DIV/0! | 0 | 0 | 0 | 0 | 0 | 0 | 72 | 68.6 | 0 | #DIV/0! | #DIV/0! | 0 | #N/A |  |  |  | #DIV/0! | [7 empty] | 0 | 0 |  |  |  | 0 |  | 1 | 1
| CABO DELGADO | MECUFI | MECUFI | Depósito D. MECUFI | [5 empty] | DVS | MoH | LD | 53970.3665 | 49 | 1 | 1 | 8-16 h | Collection & Delivery | No vaccination | [12 empty] | 2 | 2 | 0 | 0 | 0 | 0 | 1 | 161 | 0 | 0 | #DIV/0! | #DIV/0! | #DIV/0! | #DIV/0! | 0 | 0 | 0 | 0 | 0 | 0 | 161 | 0 | 0 | #DIV/0! | #DIV/0! | 0 | #N/A |  |  |  | #DIV/0! | [5 empty] | Extens_Electric | #DIV/0! | 0 | #N/A |  |  |  | 0 |  | 0 | 0
| CABO DELGADO | MECUFI | MECUFI | Centro de Saude de Mecufi | [5 empty] | HC | MoH | SP | 17224.9305 |  | 1 | 1 | <8 h | Collection & Delivery | Fixed & Outreach | [12 empty] | 1 | 1 | 0 | 0 | 0 | 0 | 1 | 0 | 0 | 0 | #DIV/0! | 0 | #DIV/0! | #DIV/0! | 0 | 0 | 0 | 0 | 0 | 0 | 0 | 0 | 0 | #DIV/0! | #DIV/0! | 0 | #N/A |  |  |  | #DIV/0! | [7 empty] | 0 | 0 |  |  |  | 0 |  | 1 | 1
| CABO DELGADO | MECUFI | MECUFI | Centro de Saude de Murrebue | [5 empty] | HC | MoH | SP | 17178.3912 |  | 1 | 1 | No | Collection & Delivery | Fixed & Outreach | [12 empty] | 1 | 1 | 0 | 0 | 0 | 0 | 1 | 55.5 | 0 | 0 | #DIV/0! | 0 | #DIV/0! | #DIV/0! | 0 | 0 | 0 | 0 | 0 | 0 | 55.5 | 0 | 0 | #DIV/0! | #DIV/0! | 0 | #N/A |  |  |  | #DIV/0! | [7 empty] | 0 | 0 |  |  |  | 0 |  | 1 | 1
| CABO DELGADO | MECUFI | MECUFI | Centro de Saude de Ngoma | [5 empty] | HC | MoH | SP | 3633.3077 |  | 1 | 1 | No | Collection & Delivery | Fixed & Outreach | [12 empty] | 1 | 1 | 0 | 0 | 0 | 0 | 1 | 55.5 | 0 | 0 | #DIV/0! | 0 | #DIV/0! | #DIV/0! | 0 | 0 | 0 | 0 | 0 | 0 | 55.5 | 0 | 0 | #DIV/0! | #DIV/0! | 0 | #N/A |  |  |  | #DIV/0! | [7 empty] | 0 | 0 |  |  |  | 0 |  | 1 | 1
| CABO DELGADO | MECUFI | MECUFI | Natuco, Mecufi | [5 empty] | HC | MoH | SP | 15933.7371 |  | 1 | 1 | No | Collection & Delivery | Fixed & Outreach | [12 empty] | 1 | 1 | 0 | 0 | 0 | 0 | 1 | 36 | 34.3 | 0 | #DIV/0! | 0 | #DIV/0! | #DIV/0! | 0 | 0 | 0 | 0 | 0 | 0 | 36 | 34.3 | 0 | #DIV/0! | #DIV/0! | 0 | #N/A |  |  |  | #DIV/0! | [7 empty] | 0 | 0 |  |  |  | 0 |  | 1 | 1
| CABO DELGADO | MUEDA | MUEDA | Depósito D. MUEDA | [5 empty] | DVS | MoH | LD | 170711 | 313 | 1 | 1 | 8-16 h | Collection & Delivery | No vaccination | [12 empty] | 2 | 2 | 0 | 0 | 0 | 0 | 1 | 136 | 0 | 0 | #DIV/0! | #DIV/0! | #DIV/0! | #DIV/0! | 0 | 0 | 0 | 0 | 0 | 0 | 136 | 0 | 0 | #DIV/0! | #DIV/0! | 0 | #N/A |  |  |  | #DIV/0! | [5 empty] | Extens_Electric | #DIV/0! | 0 | #N/A |  |  |  | 0 |  | 0 | 0 | 79
| CABO DELGADO | MUEDA | MUEDA | Centro de Saude de Chilindi | [5 empty] | HC | MoH | SP | 5586.8735 |  | 1 | 1 | <8 h | Collection & Delivery | Fixed & Outreach | [12 empty] | 1 | 1 | 0 | 0 | 0 | 0 | 1 | 0 | 0 | 0 | #DIV/0! | 0 | #DIV/0! | #DIV/0! | 0 | 0 | 0 | 0 | 0 | 0 | 0 | 0 | 0 | #DIV/0! | #DIV/0! | 0 | #N/A |  |  |  | #DIV/0! | [7 empty] | 0 | 0 |  |  |  | 0 |  | 1 | 1 | 80
| CABO DELGADO | MUEDA | MUEDA | Centro de Saude de Namatil | [5 empty] | HC | MoH | SP | 18495.56 |  | 1 | 1 | No | Collection & Delivery | Fixed & Outreach | [12 empty] | 1 | 1 | 0 | 0 | 0 | 0 | 1 | 0 | 0 | 0 | #DIV/0! | 0 | #DIV/0! | #DIV/0! | 1 | 0 | 0 | 0 | 0 | 1 | 0 | 0 | 0 | #DIV/0! | #DIV/0! | 0 | #N/A |  |  |  | #DIV/0! | [7 empty] | 0 | 0 |  |  |  | 0 |  | 1 | 1 | 81
| CABO DELGADO | MUEDA | MUEDA | Centro de Saude de Negomano | [5 empty] | HC | MoH | SP | 4100.8647 |  | 1 | 1 | No | Collection & Delivery | Fixed & Outreach | [12 empty] | 1 | 1 | 0 | 0 | 0 | 0 | 1 | 0 | 0 | 0 | #DIV/0! | 0 | #DIV/0! | #DIV/0! | 1 | 0 | 0 | 0 | 0 | 1 | 0 | 0 | 0 | #DIV/0! | #DIV/0! | 0 | #N/A |  |  |  | #DIV/0! | [7 empty] | 0 | 0 |  |  |  | 0 |  | 1 | 1 | 82
| CABO DELGADO | MUEDA | MUEDA | Centro de Saude de Chude | [5 empty] | HC | MoH | SP | 10397.7321 |  | 1 | 1 | No | Collection & Delivery | Fixed & Outreach | [12 empty] | 1 | 1 | 0 | 0 | 0 | 0 | 1 | 0 | 0 | 0 | #DIV/0! | 0 | #DIV/0! | #DIV/0! | 1 | 0 | 0 | 0 | 0 | 1 | 0 | 0 | 0 | #DIV/0! | #DIV/0! | 0 | #N/A |  |  |  | #DIV/0! | [7 empty] | 0 | 0 |  |  |  | 0 |  | 1 | 1 | 83
| CABO DELGADO | MUEDA | MUEDA | Centro de Saude de Nandimba | [5 empty] | HC | MoH | SP | 8742.8833 |  | 1 | 1 | No | Collection & Delivery | Fixed & Outreach | [12 empty] | 1 | 1 | 0 | 0 | 0 | 0 | 1 | 0 | 0 | 0 | #DIV/0! | 0 | #DIV/0! | #DIV/0! | 1 | 0 | 0 | 0 | 0 | 1 | 0 | 0 | 0 | #DIV/0! | #DIV/0! | 0 | #N/A |  |  |  | #DIV/0! | [7 empty] | 0 | 0 |  |  |  | 0 |  | 1 | 1 | 84
| CABO DELGADO | MUEDA | MUEDA | Centro de Saude de Ngapa | [5 empty] | HC | MoH | SP | 9633.6227 |  | 1 | 1 | No | Collection & Delivery | Fixed & Outreach | [12 empty] | 1 | 1 | 0 | 0 | 0 | 0 | 1 | 0 | 0 | 0 | #DIV/0! | 0 | #DIV/0! | #DIV/0! | 1 | 0 | 0 | 0 | 0 | 1 | 0 | 0 | 0 | #DIV/0! | #DIV/0! | 0 | #N/A |  |  |  | #DIV/0! | [7 empty] | 0 | 0 |  |  |  | 0 |  | 1 | 1 | 85
| CABO DELGADO | MUEDA | MUEDA | Chapa, Mueda | [5 empty] | HC | MoH | SP | 9949.6567 |  | 1 | 1 | No | Collection & Delivery | Fixed & Outreach | [12 empty] | 1 | 1 | 0 | 0 | 0 | 0 | 1 | 0 | 0 | 0 | #DIV/0! | 0 | #DIV/0! | #DIV/0! | 1 | 0 | 0 | 0 | 0 | 1 | 0 | 0 | 0 | #DIV/0! | #DIV/0! | 0 | #N/A |  |  |  | #DIV/0! | [7 empty] | 0 | 0 |  |  |  | 0 |  | 1 | 1 | 86
| CABO DELGADO | MUEDA | MUEDA | Imbuo, Mueda | [5 empty] | HC | MoH | SP | 17784.4837 |  | 1 | 1 | No | Collection & Delivery | Fixed & Outreach | [12 empty] | 1 | 1 | 0 | 0 | 0 | 0 | 1 | 0 | 0 | 0 | #DIV/0! | 0 | #DIV/0! | #DIV/0! | 1 | 0 | 0 | 0 | 0 | 1 | 0 | 0 | 0 | #DIV/0! | #DIV/0! | 0 | #N/A |  |  |  | #DIV/0! | [7 empty] | 0 | 0 |  |  |  | 0 |  | 1 | 1 | 87
| CABO DELGADO | MUEDA | MUEDA | Mpeme, Mueda | [5 empty] | HC | MoH | SP | 12520.138 |  | 1 | 1 | <8 h | Collection & Delivery | Fixed & Outreach | [12 empty] | 2 | 2 | 0 | 0 | 0 | 0 | 1 | 0 | 0 | 0 | #DIV/0! | 0 | #DIV/0! | #DIV/0! | 2 | 0 | 0 | 0 | 0 | 2 | 0 | 0 | 0 | #DIV/0! | #DIV/0! | 0 | #N/A |  |  |  | #DIV/0! | [7 empty] | 0 | 0 |  |  |  | 0 |  | 1 | 1 | 88
| CABO DELGADO | MUEDA | MUEDA | Mueda Sede, Mueda | [5 empty] | HC | MoH | SP | 53077.4624 |  | 1 | 1 | <8 h | Collection & Delivery | Fixed & Outreach | [12 empty] | 2 | 2 | 0 | 0 | 0 | 0 | 1 | 111 | 0 | 0 | #DIV/0! | 0 | #DIV/0! | #DIV/0! | 0 | 0 | 0 | 0 | 0 | 0 | 111 | 0 | 0 | #DIV/0! | #DIV/0! | 0 | #N/A |  |  |  | #DIV/0! | [7 empty] | 0 | 0 |  |  |  | 0 |  | 1 | 1 | 89
| CABO DELGADO | MUIDUMBE | MUIDUMBE | Depósito D. MUIDUMBE | [5 empty] | DVS | MoH | LD | 159818.9982 | 226 | 1 | 1 | 8-16 h | Collection & Delivery | No vaccination | [12 empty] | 2 | 2 | 0 | 0 | 0 | 0 | 1 | 0 | 0 | 0 | #DIV/0! | #DIV/0! | #DIV/0! | #DIV/0! | 2 | 0 | 0 | 0 | 0 | 2 | 0 | 0 | 0 | #DIV/0! | #DIV/0! | 0 | #N/A |  |  |  | #DIV/0! | [5 empty] | Extens_Electric | #DIV/0! | 0 | #N/A |  |  |  | 0 |  | 0 | 0
| CABO DELGADO | MUIDUMBE | MUIDUMBE | Centro de saude de Namacande | [5 empty] | HC | MoH | SP | 5208.0657 |  | 1 | 1 | No | Collection & Delivery | Fixed & Outreach | [12 empty] | 1 | 1 | 0 | 0 | 0 | 0 | 1 | 0 | 0 | 0 | #DIV/0! | 0 | #DIV/0! | #DIV/0! | 1 | 0 | 0 | 0 | 0 | 1 | 0 | 0 | 0 | #DIV/0! | #DIV/0! | 0 | #N/A |  |  |  | #DIV/0! | [7 empty] | 0 | 0 |  |  |  | 0 |  | 1 | 1
| CABO DELGADO | MUIDUMBE | MUIDUMBE | Centro de Saude de Ntchinga | [5 empty] | HC | MoH | SP | 4778.3894 |  | 1 | 1 | No | Collection & Delivery | Fixed & Outreach | [12 empty] | 1 | 1 | 0 | 0 | 0 | 0 | 1 | 0 | 0 | 0 | #DIV/0! | 0 | #DIV/0! | #DIV/0! | 1 | 0 | 0 | 0 | 0 | 1 | 0 | 0 | 0 | #DIV/0! | #DIV/0! | 0 | #N/A |  |  |  | #DIV/0! | [7 empty] | 0 | 0 |  |  |  | 0 |  | 1 | 1
| CABO DELGADO | MUIDUMBE | MUIDUMBE | Chitunda, Muidumbe | [5 empty] | HC | MoH | SP | 20524.8873 |  | 1 | 1 | <8 h | Collection & Delivery | Fixed & Outreach | [12 empty] | 1 | 1 | 0 | 0 | 0 | 0 | 1 | 0 | 0 | 0 | #DIV/0! | 0 | #DIV/0! | #DIV/0! | 1 | 0 | 0 | 0 | 0 | 1 | 0 | 0 | 0 | #DIV/0! | #DIV/0! | 0 | #N/A |  |  |  | #DIV/0! | [7 empty] | 0 | 0 |  |  |  | 0 |  | 1 | 1
| CABO DELGADO | MUIDUMBE | MUIDUMBE | Macomia Centro de Saude de Mucojo | [5 empty] | HC | MoH | SP | 31107.6941 |  | 1 | 1 | No | Collection & Delivery | Fixed & Outreach | [12 empty] | 1 | 1 | 0 | 0 | 0 | 0 | 1 | 0 | 0 | 0 | #DIV/0! | 0 | #DIV/0! | #DIV/0! | 1 | 0 | 0 | 0 | 0 | 1 | 0 | 0 | 0 | #DIV/0! | #DIV/0! | 0 | #N/A |  |  |  | #DIV/0! | [7 empty] | 0 | 0 |  |  |  | 0 |  | 1 | 1
| CABO DELGADO | MUIDUMBE | MUIDUMBE | Macomia, Centro de Saude de Naunde | [5 empty] | HC | MoH | SP | 7922.4939 |  | 1 | 1 | No | Collection & Delivery | Fixed & Outreach | [12 empty] | 1 | 1 | 0 | 0 | 0 | 0 | 1 | 0 | 0 | 0 | #DIV/0! | 0 | #DIV/0! | #DIV/0! | 1 | 0 | 0 | 0 | 0 | 1 | 0 | 0 | 0 | #DIV/0! | #DIV/0! | 0 | #N/A |  |  |  | #DIV/0! | [7 empty] | 0 | 0 |  |  |  | 0 |  | 1 | 1
| CABO DELGADO | MUIDUMBE | MUIDUMBE | Macomia, Centro de Saude de Piquewe | [5 empty] | HC | MoH | SP | 5490.5481 |  | 1 | 1 | No | Collection & Delivery | Fixed & Outreach | [12 empty] | 1 | 1 | 0 | 0 | 0 | 0 | 1 | 0 | 0 | 0 | #DIV/0! | 0 | #DIV/0! | #DIV/0! | 1 | 0 | 0 | 0 | 0 | 1 | 0 | 0 | 0 | #DIV/0! | #DIV/0! | 0 | #N/A |  |  |  | #DIV/0! | [7 empty] | 0 | 0 |  |  |  | 0 |  | 1 | 1
| CABO DELGADO | MUIDUMBE | MUIDUMBE | Macomia, Centro de Saude de Quiterajo | [5 empty] | HC | MoH | SP | 8870.5957 |  | 1 | 1 | No | Collection & Delivery | Fixed & Outreach | [12 empty] | 1 | 1 | 0 | 0 | 0 | 0 | 1 | 0 | 0 | 0 | #DIV/0! | 0 | #DIV/0! | #DIV/0! | 1 | 0 | 0 | 0 | 0 | 1 | 0 | 0 | 0 | #DIV/0! | #DIV/0! | 0 | #N/A |  |  |  | #DIV/0! | [7 empty] | 0 | 0 |  |  |  | 0 |  | 1 | 1
| CABO DELGADO | MUIDUMBE | MUIDUMBE | Macomia, Centro de Saude Nguida | [5 empty] | HC | MoH | SP | 10128.2375 |  | 1 | 1 | <8 h | Collection & Delivery | Fixed & Outreach | [12 empty] | 1 | 1 | 0 | 0 | 0 | 0 | 1 | 0 | 0 | 0 | #DIV/0! | 0 | #DIV/0! | #DIV/0! | 1 | 0 | 0 | 0 | 0 | 1 | 0 | 0 | 0 | #DIV/0! | #DIV/0! | 0 | #N/A |  |  |  | #DIV/0! | [7 empty] | 0 | 0 |  |  |  | 0 |  | 1 | 1
| CABO DELGADO | MUIDUMBE | MUIDUMBE | Miangueleua, Muidumbe | [5 empty] | HC | MoH | SP | 20524.8873 |  | 1 | 1 | No | Collection & Delivery | Fixed & Outreach | [12 empty] | 1 | 1 | 0 | 0 | 0 | 0 | 1 | 0 | 0 | 0 | #DIV/0! | 0 | #DIV/0! | #DIV/0! | 1 | 0 | 0 | 0 | 0 | 1 | 0 | 0 | 0 | #DIV/0! | #DIV/0! | 0 | #N/A |  |  |  | #DIV/0! | [7 empty] | 0 | 0 |  |  |  | 0 |  | 1 | 1
| CABO DELGADO | MUIDUMBE | MUIDUMBE | Miteda, Muidumbe | [5 empty] | HC | MoH | SP | 9407.4204 |  | 1 | 1 | No | Collection & Delivery | Fixed & Outreach | [12 empty] | 1 | 1 | 0 | 0 | 0 | 0 | 1 | 0 | 0 | 0 | #DIV/0! | 0 | #DIV/0! | #DIV/0! | 1 | 0 | 0 | 0 | 0 | 1 | 0 | 0 | 0 | #DIV/0! | #DIV/0! | 0 | #N/A |  |  |  | #DIV/0! | [7 empty] | 0 | 0 |  |  |  | 0 |  | 1 | 1
| CABO DELGADO | MUIDUMBE | MUIDUMBE | Muambula, Muidumbe | [5 empty] | HC | MoH | SP | 17959.8175 |  | 1 | 1 | No | Collection & Delivery | Fixed & Outreach | [12 empty] | 1 | 1 | 0 | 0 | 0 | 0 | 1 | 0 | 0 | 0 | #DIV/0! | 0 | #DIV/0! | #DIV/0! | 1 | 0 | 0 | 0 | 0 | 1 | 0 | 0 | 0 | #DIV/0! | #DIV/0! | 0 | #N/A |  |  |  | #DIV/0! | [7 empty] | 0 | 0 |  |  |  | 0 |  | 1 | 1
| CABO DELGADO | MUIDUMBE | MUIDUMBE | Muatide, Muidumbe | [5 empty] | HC | MoH | SP | 17895.9614 |  | 1 | 1 | No | Collection & Delivery | Fixed & Outreach | [12 empty] | 1 | 1 | 0 | 0 | 0 | 0 | 1 | 0 | 0 | 0 | #DIV/0! | 0 | #DIV/0! | #DIV/0! | 1 | 0 | 0 | 0 | 0 | 1 | 0 | 0 | 0 | #DIV/0! | #DIV/0! | 0 | #N/A |  |  |  | #DIV/0! | [7 empty] | 0 | 0 |  |  |  | 0 |  | 1 | 1
| CABO DELGADO | NANGADE | NANGADE | Depósito D. NANGADE | [5 empty] | DVS | MoH | LD | 78744.3946 | 402 | 1 | 1 | 8-16 h | Collection & Delivery | No vaccination | [12 empty] | 2 | 2 | 0 | 0 | 0 | 0 | 1 | 0 | 0 | 0 | #DIV/0! | #DIV/0! | #DIV/0! | #DIV/0! | 2 | 0 | 0 | 0 | 0 | 2 | 0 | 0 | 0 | #DIV/0! | #DIV/0! | 0 | #N/A |  |  |  | #DIV/0! | [5 empty] | Extens_Electric | #DIV/0! | 0 | #N/A |  |  |  | 0 |  | 0 | 0
| CABO DELGADO | NANGADE | NANGADE | Centro de Saude de Muiha | [5 empty] | HC | MoH | SP | 2492.5551 |  | 1 | 1 | No | Collection & Delivery | Fixed & Outreach | [12 empty] | 1 | 1 | 0 | 0 | 0 | 0 | 1 | 0 | 0 | 0 | #DIV/0! | 0 | #DIV/0! | #DIV/0! | 1 | 0 | 0 | 0 | 0 | 1 | 0 | 0 | 0 | #DIV/0! | #DIV/0! | 0 | #N/A |  |  |  | #DIV/0! | [7 empty] | 0 | 0 |  |  |  | 0 |  | 1 | 1
| CABO DELGADO | NANGADE | NANGADE | Centro de Saude de Nkonga | [5 empty] | HC | MoH | SP | 3526.1592 |  | 1 | 1 | <8 h | Collection & Delivery | Fixed & Outreach | [12 empty] | 1 | 1 | 0 | 0 | 0 | 0 | 1 | 0 | 0 | 0 | #DIV/0! | 0 | #DIV/0! | #DIV/0! | 1 | 0 | 0 | 0 | 0 | 1 | 0 | 0 | 0 | #DIV/0! | #DIV/0! | 0 | #N/A |  |  |  | #DIV/0! | [7 empty] | 0 | 0 |  |  |  | 0 |  | 1 | 1
| CABO DELGADO | NANGADE | NANGADE | Nangade Sede, Nangade | [5 empty] | HC | MoH | SP | 40268.3483 |  | 1 | 1 | No | Collection & Delivery | Fixed & Outreach | [12 empty] | 1 | 1 | 0 | 0 | 0 | 0 | 1 | 0 | 0 | 0 | #DIV/0! | 0 | #DIV/0! | #DIV/0! | 1 | 0 | 0 | 0 | 0 | 1 | 0 | 0 | 0 | #DIV/0! | #DIV/0! | 0 | #N/A |  |  |  | #DIV/0! | [7 empty] | 0 | 0 |  |  |  | 0 |  | 1 | 1
| CABO DELGADO | NANGADE | NANGADE | Ntamba, Nangade | [5 empty] | HC | MoH | SP | 17483.6021 |  | 1 | 1 | No | Collection & Delivery | Fixed & Outreach | [12 empty] | 1 | 1 | 0 | 0 | 0 | 0 | 1 | 0 | 0 | 0 | #DIV/0! | 0 | #DIV/0! | #DIV/0! | 1 | 0 | 0 | 0 | 0 | 1 | 0 | 0 | 0 | #DIV/0! | #DIV/0! | 0 | #N/A |  |  |  | #DIV/0! | [7 empty] | 0 | 0 |  |  |  | 0 |  | 1 | 1
| CABO DELGADO | NANGADE | NANGADE | Ntoli, Nangade | [5 empty] | HC | MoH | SP | 14973.73 |  | 1 | 1 | No | Collection & Delivery | Fixed & Outreach | [12 empty] | 1 | 1 | 0 | 0 | 0 | 0 | 1 | 0 | 0 | 0 | #DIV/0! | 0 | #DIV/0! | #DIV/0! | 1 | 0 | 0 | 0 | 0 | 1 | 0 | 0 | 0 | #DIV/0! | #DIV/0! | 0 | #N/A |  |  |  | #DIV/0! | [7 empty] | 0 | 0 |  |  |  | 0 |  | 1 | 1
| CABO DELGADO | IBO | IBO | Depósito D. IBO | [5 empty] | DVS | MoH | LD | 14097.0606 | 71 | 1 | 1 | 8-16 h | Collection & Delivery | No vaccination | [12 empty] | 2 | 2 | 1 | 0 | 0 | 0 | 1 | 0 | 0 | 0 | #DIV/0! | #DIV/0! | #DIV/0! | #DIV/0! | 3 | 0 | 0 | 0 | 0 | 3 | 0 | 0 | 0 | #DIV/0! | #DIV/0! | 0 | #N/A |  |  |  | #DIV/0! | [5 empty] | Extens_Electric | #DIV/0! | 0 | #N/A |  |  |  | 0 |  | 0 | 0
| CABO DELGADO | IBO | IBO | CS Ibo | [5 empty] | HC | MoH | SP | 14097.0606 |  | 1 | 1 | No | Collection & Delivery | Fixed & Outreach | [12 empty] | 2 | 2 | 0 | 0 | 0 | 0 | 1 | 0 | 0 | 0 | #DIV/0! | 0 | #DIV/0! | #DIV/0! | 2 | 0 | 0 | 0 | 0 | 2 | 0 | 0 | 0 | #DIV/0! | #DIV/0! | 0 | #N/A |  |  |  | #DIV/0! | [7 empty] | 0 | 0 |  |  |  | 0 |  | 1 | 1
| CABO DELGADO | MELUCO | MELUCO | Depósito D. MELUCO | [5 empty] | DVS | MoH | LD | 28466.8628 | 215 | 1 | 1 | 8-16 h | Collection & Delivery | No vaccination | [12 empty] | 2 | 2 | 0 | 0 | 0 | 0 | 1 | 116.5 | 34.3 | 0 | #DIV/0! | #DIV/0! | #DIV/0! | #DIV/0! | 0 | 0 | 0 | 0 | 0 | 0 | 116.5 | 34.3 | 0 | #DIV/0! | #DIV/0! | 0 | #N/A |  |  |  | #DIV/0! | [5 empty] | #DIV/0! | #DIV/0! | 0 | #N/A |  |  |  | #DIV/0! |  | 0 | 0
| CABO DELGADO | MELUCO | MELUCO | Centro de Saude de Imbada | [5 empty] | HC | MoH | SP | 4191.7786 |  | 1 | 1 | No | Collection & Delivery | Fixed & Outreach | [12 empty] | 1 | 1 | 0 | 0 | 0 | 0 | 1 | 36 | 34.3 | 0 | #DIV/0! | 0 | #DIV/0! | #DIV/0! | 0 | 0 | 0 | 0 | 0 | 0 | 36 | 34.3 | 0 | #DIV/0! | #DIV/0! | 0 | #N/A |  |  |  | #DIV/0! | [7 empty] | 0 | 0 |  |  |  | 0 |  | 1 | 1
| CABO DELGADO | MELUCO | MELUCO | Centro de Saude de Meluco | [5 empty] | HC | MoH | SP | 13229.0496 |  | 1 | 1 | <8 h | Collection & Delivery | Fixed & Outreach | [12 empty] | 1 | 1 | 0 | 0 | 0 | 0 | 1 | 36 | 34.3 | 0 | #DIV/0! | 0 | #DIV/0! | #DIV/0! | 0 | 0 | 0 | 0 | 0 | 0 | 36 | 34.3 | 0 | #DIV/0! | #DIV/0! | 0 | #N/A |  |  |  | #DIV/0! | [7 empty] | 0 | 0 |  |  |  | 0 |  | 1 | 1
| CABO DELGADO | MELUCO | MELUCO | Centro de Saude de Minhanha | [5 empty] | HC | MoH | SP | 1190.5387 |  | 1 | 1 | No | Collection & Delivery | Fixed & Outreach | [12 empty] | 1 | 1 | 0 | 0 | 0 | 0 | 1 | 36 | 34.3 | 0 | #DIV/0! | 0 | #DIV/0! | #DIV/0! | 0 | 0 | 0 | 0 | 0 | 0 | 36 | 34.3 | 0 | #DIV/0! | #DIV/0! | 0 | #N/A |  |  |  | #DIV/0! | [7 empty] | 0 | 0 |  |  |  | 0 |  | 1 | 1
| CABO DELGADO | MELUCO | MELUCO | Centro de Saude de Muaguide | [5 empty] | HC | MoH | SP | 7564.25 |  | 1 | 1 | <8 h | Collection & Delivery | Fixed & Outreach | [12 empty] | 1 | 1 | 0 | 0 | 0 | 0 | 1 | 36 | 34.3 | 0 | #DIV/0! | 0 | #DIV/0! | #DIV/0! | 0 | 0 | 0 | 0 | 0 | 0 | 36 | 34.3 | 0 | #DIV/0! | #DIV/0! | 0 | #N/A |  |  |  | #DIV/0! | [7 empty] | 0 | 0 |  |  |  | 0 |  | 1 | 1
| CABO DELGADO | MELUCO | MELUCO | Centro de Saude de Ravia | [5 empty] | HC | MoH | SP | 2291.2459 |  | 1 | 1 | No | Collection & Delivery | Fixed & Outreach | [12 empty] | 1 | 1 | 0 | 0 | 0 | 0 | 1 | 36 | 34.3 | 0 | #DIV/0! | 0 | #DIV/0! | #DIV/0! | 0 | 0 | 0 | 0 | 0 | 0 | 36 | 34.3 | 0 | #DIV/0! | #DIV/0! | 0 | #N/A |  |  |  | #DIV/0! | [7 empty] | 0 | 0 |  |  |  | 0 |  | 1 | 1
| CABO DELGADO | MOCIMBOA DA PRAIA | MOCIMBOA DA PRAIA | Depósito D. MOCIMBOA DA PRAIA | [5 empty] | DVS | MoH | LD | 165397 | 437 | 1 | 1 | 8-16 h | Collection & Delivery | No vaccination | [12 empty] | 2 | 2 | 0 | 0 | 0 | 0 | 1 | 0 | 0 | 0 | #DIV/0! | #DIV/0! | #DIV/0! | #DIV/0! | 2 | 0 | 0 | 0 | 0 | 2 | 0 | 0 | 0 | #DIV/0! | #DIV/0! | 0 | #N/A |  |  |  | #DIV/0! | [5 empty] | Extens_Electric | #DIV/0! | 0 | #N/A |  |  |  | 0 |  | 0 | 0
| CABO DELGADO | MOCIMBOA DA PRAIA | MOCIMBOA DA PRAIA | Centro de Saude de Mbau | [5 empty] | HC | MoH | SP | 1537.9595 |  | 1 | 1 | <8 h | Collection & Delivery | Fixed & Outreach | [12 empty] | 1 | 1 | 0 | 0 | 0 | 0 | 1 | 0 | 0 | 0 | #DIV/0! | 0 | #DIV/0! | #DIV/0! | 1 | 0 | 0 | 0 | 0 | 1 | 0 | 0 | 0 | #DIV/0! | #DIV/0! | 0 | #N/A |  |  |  | #DIV/0! | [7 empty] | 0 | 0 |  |  |  | 0 |  | 1 | 1
| CABO DELGADO | MOCIMBOA DA PRAIA | MOCIMBOA DA PRAIA | Centro de Saude de Milamba | [5 empty] | HC | MoH | SP | 1174.3041 |  | 1 | 1 | No | Collection & Delivery | Fixed & Outreach | [12 empty] | 1 | 1 | 0 | 0 | 0 | 0 | 1 | 0 | 0 | 0 | #DIV/0! | 0 | #DIV/0! | #DIV/0! | 1 | 0 | 0 | 0 | 0 | 1 | 0 | 0 | 0 | #DIV/0! | #DIV/0! | 0 | #N/A |  |  |  | #DIV/0! | [7 empty] | 0 | 0 |  |  |  | 0 |  | 1 | 1
| CABO DELGADO | MOCIMBOA DA PRAIA | MOCIMBOA DA PRAIA | Centro de Saude de Nanduadua | [5 empty] | HC | MoH | SP | 43871.3513 |  | 1 | 1 | No | Collection & Delivery | Fixed & Outreach | [12 empty] | 1 | 1 | 0 | 0 | 0 | 0 | 1 | 0 | 0 | 0 | #DIV/0! | 0 | #DIV/0! | #DIV/0! | 1 | 0 | 0 | 0 | 0 | 1 | 0 | 0 | 0 | #DIV/0! | #DIV/0! | 0 | #N/A |  |  |  | #DIV/0! | [7 empty] | 0 | 0 |  |  |  | 0 |  | 1 | 1
| CABO DELGADO | MOCIMBOA DA PRAIA | MOCIMBOA DA PRAIA | Centro de Saude de Quelimane | [5 empty] | HC | MoH | SP | 13664.1374 |  | 1 | 1 | No | Collection & Delivery | Fixed & Outreach | [12 empty] | 1 | 1 | 0 | 0 | 0 | 0 | 1 | 0 | 0 | 0 | #DIV/0! | 0 | #DIV/0! | #DIV/0! | 1 | 0 | 0 | 0 | 0 | 1 | 0 | 0 | 0 | #DIV/0! | #DIV/0! | 0 | #N/A |  |  |  | #DIV/0! | [7 empty] | 0 | 0 |  |  |  | 0 |  | 1 | 1
| CABO DELGADO | MOCIMBOA DA PRAIA | MOCIMBOA DA PRAIA | Diaca, Mocimboa Da Praia | [5 empty] | HC | MoH | SP | 22922.1993 |  | 1 | 1 | <8 h | Collection & Delivery | Fixed & Outreach | [12 empty] | 2 | 2 | 0 | 0 | 0 | 0 | 1 | 0 | 0 | 0 | #DIV/0! | 0 | #DIV/0! | #DIV/0! | 2 | 0 | 0 | 0 | 0 | 2 | 0 | 0 | 0 | #DIV/0! | #DIV/0! | 0 | #N/A |  |  |  | #DIV/0! | [7 empty] | 0 | 0 |  |  |  | 0 |  | 1 | 1
| CABO DELGADO | MOCIMBOA DA PRAIA | MOCIMBOA DA PRAIA | Mangoma, Mocimboa Da Praia | [5 empty] | HC | MoH | SP | 10823.0791 |  | 1 | 1 | No | Collection & Delivery | Fixed & Outreach | [12 empty] | 2 | 2 | 0 | 0 | 0 | 0 | 1 | 0 | 0 | 0 | #DIV/0! | 0 | #DIV/0! | #DIV/0! | 2 | 0 | 0 | 0 | 0 | 2 | 0 | 0 | 0 | #DIV/0! | #DIV/0! | 0 | #N/A |  |  |  | #DIV/0! | [7 empty] | 0 | 0 |  |  |  | 0 |  | 1 | 1
| CABO DELGADO | PALMA | PALMA | Depósito D. PALMA | [5 empty] | DVS | MoH | LD | 78024.6599 | 421 | 1 | 1 | 8-16 h | Collection & Delivery | No vaccination | [12 empty] | 1 | 1 | 0 | 0 | 0 | 0 | 1 | 0 | 0 | 0 | #DIV/0! | #DIV/0! | #DIV/0! | #DIV/0! | 1 | 0 | 0 | 0 | 0 | 1 | 0 | 0 | 0 | #DIV/0! | #DIV/0! | 0 | #N/A |  |  |  | #DIV/0! | [5 empty] | Extens_Electric | #DIV/0! | 0 | #N/A |  |  |  | 0 |  | 0 | 0
| CABO DELGADO | PALMA | PALMA | Centro de Saude de Maganja | [5 empty] | HC | MoH | SP | 3317.2738 |  | 1 | 1 | No | Collection & Delivery | Fixed & Outreach | [12 empty] | 1 | 1 | 0 | 0 | 0 | 0 | 1 | 0 | 0 | 0 | #DIV/0! | 0 | #DIV/0! | #DIV/0! | 1 | 0 | 0 | 0 | 0 | 1 | 0 | 0 | 0 | #DIV/0! | #DIV/0! | 0 | #N/A |  |  |  | #DIV/0! | [7 empty] | 0 | 0 |  |  |  | 0 |  | 1 | 1
| CABO DELGADO | PALMA | PALMA | Centro de Saude de Mute | [5 empty] | HC | MoH | SP | 13538.5897 |  | 1 | 1 | No | Collection & Delivery | Fixed & Outreach | [12 empty] | 1 | 1 | 0 | 0 | 0 | 0 | 1 | 0 | 0 | 0 | #DIV/0! | 0 | #DIV/0! | #DIV/0! | 1 | 0 | 0 | 0 | 0 | 1 | 0 | 0 | 0 | #DIV/0! | #DIV/0! | 0 | #N/A |  |  |  | #DIV/0! | [7 empty] | 0 | 0 |  |  |  | 0 |  | 1 | 1
| CABO DELGADO | PALMA | PALMA | Olumbi | [5 empty] | HC | MoH | SP | 16526.8419 |  | 1 | 1 | <8 h | Collection & Delivery | Fixed & Outreach | [12 empty] | 1 | 1 | 0 | 0 | 0 | 0 | 1 | 0 | 0 | 0 | #DIV/0! | 0 | #DIV/0! | #DIV/0! | 1 | 0 | 0 | 0 | 0 | 1 | 0 | 0 | 0 | #DIV/0! | #DIV/0! | 0 | #N/A |  |  |  | #DIV/0! | [7 empty] | 0 | 0 |  |  |  | 0 |  | 1 | 1
| CABO DELGADO | PALMA | PALMA | Palma Sede, Palma | [5 empty] | HC | MoH | SP | 34633.8533 |  | 1 | 1 | <8 h | Collection & Delivery | Fixed & Outreach | [12 empty] | 1 | 1 | 0 | 0 | 0 | 0 | 1 | 0 | 0 | 0 | #DIV/0! | 0 | #DIV/0! | #DIV/0! | 1 | 0 | 0 | 0 | 0 | 1 | 0 | 0 | 0 | #DIV/0! | #DIV/0! | 0 | #N/A |  |  |  | #DIV/0! | [7 empty] | 0 | 0 |  |  |  | 0 |  | 1 | 1
| CABO DELGADO | PALMA | PALMA | Pundanhar, Palma | [5 empty] | HC | MoH | SP | 3500.1838 |  | 1 | 1 | No | Collection & Delivery | Fixed & Outreach | [12 empty] | 1 | 1 | 0 | 0 | 0 | 0 | 1 | 0 | 0 | 0 | #DIV/0! | 0 | #DIV/0! | #DIV/0! | 1 | 0 | 0 | 0 | 0 | 1 | 0 | 0 | 0 | #DIV/0! | #DIV/0! | 0 | #N/A |  |  |  | #DIV/0! | [7 empty] | 0 | 0 |  |  |  | 0 |  | 1 | 1
| CABO DELGADO | PALMA | PALMA | Quionga, Palma | [5 empty] | HC | MoH | SP | 6507.9175 |  | 1 | 1 | No | Collection & Delivery | Fixed & Outreach | [12 empty] | 1 | 1 | 1 | 0 | 0 | 0 | 1 | 0 | 0 | 0 | #DIV/0! | 0 | #DIV/0! | #DIV/0! | 2 | 0 | 0 | 0 | 0 | 2 | 0 | 0 | 0 | #DIV/0! | #DIV/0! | 0 | #N/A |  |  |  | #DIV/0! | [7 empty] | 0 | 0 |  |  |  | 0 |  | 1 | 1
| CABO DELGADO | QUISSANGA | QUISSANGA | Depósito D. QUISSANGA | [5 empty] | DVS | MoH | LD | 57201.0556 | 102 | 1 | 1 | 8-16 h | Collection & Delivery | No vaccination | [12 empty] | 1 | 1 | 0 | 0 | 0 | 0 | 1 | 145 | 0 | 0 | #DIV/0! | #DIV/0! | #DIV/0! | #DIV/0! | 0 | 0 | 0 | 0 | 0 | 0 | 145 | 0 | 0 | #DIV/0! | #DIV/0! | 0 | #N/A |  |  |  | #DIV/0! | [5 empty] | Extens_Electric | #DIV/0! | 0 | #N/A |  |  |  | 0 |  | 0 | 0
| CABO DELGADO | QUISSANGA | QUISSANGA | Bilibiza, Quissanga | [5 empty] | HC | MoH | SP | 7619.4477 |  | 1 | 1 | <8 h | Collection & Delivery | Fixed & Outreach | [12 empty] | 1 | 1 | 0 | 0 | 0 | 0 | 1 | 0 | 0 | 0 | #DIV/0! | 0 | #DIV/0! | #DIV/0! | 1 | 0 | 0 | 0 | 0 | 1 | 0 | 0 | 0 | #DIV/0! | #DIV/0! | 0 | #N/A |  |  |  | #DIV/0! | [7 empty] | 0 | 0 |  |  |  | 0 |  | 1 | 1
| CABO DELGADO | QUISSANGA | QUISSANGA | Centro de Saude de Cagembe | [5 empty] | HC | MoH | SP | 5855.2858 |  | 1 | 1 | No | Collection & Delivery | Fixed & Outreach | [12 empty] | 1 | 1 | 0 | 0 | 0 | 0 | 1 | 0 | 0 | 0 | #DIV/0! | 0 | #DIV/0! | #DIV/0! | 1 | 0 | 0 | 0 | 0 | 1 | 0 | 0 | 0 | #DIV/0! | #DIV/0! | 0 | #N/A |  |  |  | #DIV/0! | [7 empty] | 0 | 0 |  |  |  | 0 |  | 1 | 1
| CABO DELGADO | QUISSANGA | QUISSANGA | Centro de Saude de Mahate | [5 empty] | HC | MoH | SP | 8312.1248 |  | 1 | 1 | <8 h | Collection & Delivery | Fixed & Outreach | [12 empty] | 1 | 1 | 0 | 0 | 0 | 0 | 1 | 36 | 34.3 | 0 | #DIV/0! | 0 | #DIV/0! | #DIV/0! | 0 | 0 | 0 | 0 | 0 | 0 | 36 | 34.3 | 0 | #DIV/0! | #DIV/0! | 0 | #N/A |  |  |  | #DIV/0! | [7 empty] | 0 | 0 |  |  |  | 0 |  | 1 | 1
| CABO DELGADO | QUISSANGA | QUISSANGA | Centro de Saude de Nacoba | [5 empty] | HC | MoH | SP | 7290.4261 |  | 1 | 1 | No | Collection & Delivery | Fixed & Outreach | [12 empty] | 1 | 1 | 0 | 0 | 0 | 0 | 1 | 36 | 34.3 | 0 | #DIV/0! | 0 | #DIV/0! | #DIV/0! | 0 | 0 | 0 | 0 | 0 | 0 | 36 | 34.3 | 0 | #DIV/0! | #DIV/0! | 0 | #N/A |  |  |  | #DIV/0! | [7 empty] | 0 | 0 |  |  |  | 0 |  | 1 | 1
| CABO DELGADO | QUISSANGA | QUISSANGA | Centro de Saude de Namaluco | [5 empty] | HC | MoH | SP | 1493.5849 |  | 1 | 1 | No | Collection & Delivery | Fixed & Outreach | [12 empty] | 1 | 1 | 0 | 0 | 0 | 0 | 1 | 0 | 0 | 0 | #DIV/0! | 0 | #DIV/0! | #DIV/0! | 1 | 0 | 0 | 0 | 0 | 1 | 0 | 0 | 0 | #DIV/0! | #DIV/0! | 0 | #N/A |  |  |  | #DIV/0! | [7 empty] | 0 | 0 |  |  |  | 0 |  | 1 | 1
| CABO DELGADO | QUISSANGA | QUISSANGA | Centro de Saude de Tororo | [5 empty] | HC | MoH | SP | 6189.719 |  | 1 | 1 | No | Collection & Delivery | Fixed & Outreach | [12 empty] | 1 | 1 | 0 | 0 | 0 | 0 | 1 | 0 | 0 | 0 | #DIV/0! | 0 | #DIV/0! | #DIV/0! | 1 | 0 | 0 | 0 | 0 | 1 | 0 | 0 | 0 | #DIV/0! | #DIV/0! | 0 | #N/A |  |  |  | #DIV/0! | [7 empty] | 0 | 0 |  |  |  | 0 |  | 1 | 1
| CABO DELGADO | QUISSANGA | QUISSANGA | Ibo, Centro de Saude de Ibo | [5 empty] | HC | MoH | SP | 6874.8199 |  | 1 | 1 | <8 h | Collection & Delivery | Fixed & Outreach | [12 empty] | 1 | 1 | 0 | 0 | 0 | 0 | 1 | 0 | 0 | 0 | #DIV/0! | 0 | #DIV/0! | #DIV/0! | 1 | 0 | 0 | 0 | 0 | 1 | 0 | 0 | 0 | #DIV/0! | #DIV/0! | 0 | #N/A |  |  |  | #DIV/0! | [7 empty] | 0 | 0 |  |  |  | 0 |  | 1 | 1
| CABO DELGADO | QUISSANGA | QUISSANGA | Ibo, Centro de Saude de Matemo | [5 empty] | HC | MoH | SP | 2676.5475 |  | 1 | 1 | No | Collection & Delivery | Fixed & Outreach | [12 empty] | 1 | 1 | 0 | 0 | 0 | 0 | 1 | 0 | 0 | 0 | #DIV/0! | 0 | #DIV/0! | #DIV/0! | 1 | 0 | 0 | 0 | 0 | 1 | 0 | 0 | 0 | #DIV/0! | #DIV/0! | 0 | #N/A |  |  |  | #DIV/0! | [7 empty] | 0 | 0 |  |  |  | 0 |  | 1 | 1
| CABO DELGADO | QUISSANGA | QUISSANGA | Ibo, Centro de Saude de Quirimba | [5 empty] | HC | MoH | SP | 3673.3531 |  | 1 | 1 | No | Collection & Delivery | Fixed & Outreach | [12 empty] | 1 | 1 | 0 | 0 | 0 | 0 | 1 | 36 | 34.3 | 0 | #DIV/0! | 0 | #DIV/0! | #DIV/0! | 0 | 0 | 0 | 0 | 0 | 0 | 36 | 34.3 | 0 | #DIV/0! | #DIV/0! | 0 | #N/A |  |  |  | #DIV/0! | [7 empty] | 0 | 0 |  |  |  | 0 |  | 1 | 1
| CABO DELGADO | QUISSANGA | QUISSANGA | Quissanga Sede, Quissanga | [5 empty] | HC | MoH | SP | 7215.7469 |  | 1 | 1 | <8 h | Collection & Delivery | Fixed & Outreach | [12 empty] | 1 | 1 | 0 | 0 | 0 | 0 | 1 | 0 | 0 | 0 | #DIV/0! | 0 | #DIV/0! | #DIV/0! | 1 | 0 | 0 | 0 | 0 | 1 | 0 | 0 | 0 | #DIV/0! | #DIV/0! | 0 | #N/A |  |  |  | #DIV/0! | [7 empty] | 0 | 0 |  |  |  | 0 |  | 1 | 1
| NIASSA | DISTRITO DE LICHINGA | CIDADE DE LICHINGA | Armazém Provincial de Vacinas de Niassa | [5 empty] | PVS | MoH | SN1 | 2759489 | 2331 | 1 | 1 | >16 h | Collection & Delivery | No vaccination | [12 empty] | 2 | 2 | 3 | 0 | 1 | 0 | 1 | 7982.3077 | 843 | 0 | #DIV/0! | #DIV/0! | #DIV/0! | #DIV/0! | 0 | 0 | 0 | 0 | 0 | 0 | 7982.3077 | 843 | 0 | #DIV/0! | #DIV/0! | 0 | #N/A |  |  |  | #DIV/0! | [5 empty] | #DIV/0! | #DIV/0! | 0 | #N/A |  |  |  | #DIV/0! |  | 0 | 0
| NIASSA | DISTRITO DE LICHINGA | DISTRITO DE LICHINGA | Depósito D. LICHINGA | [5 empty] | DVS | MoH | LD | 591286 | 100 | 1 | 1 | 8-16 h | Collection & Delivery | No vaccination | [12 empty] | 2 | 2 | 1 | 0 | 0 | 0 | 1 | 290 | 281 | 0 | #DIV/0! | #DIV/0! | #DIV/0! | #DIV/0! | 0 | 0 | 0 | 0 | 0 | 0 | 290 | 281 | 0 | #DIV/0! | #DIV/0! | 0 | #N/A |  |  |  | #DIV/0! | [5 empty] | #DIV/0! | #DIV/0! | 0 | #N/A |  |  |  | #DIV/0! |  | 0 | 0
| NIASSA | DISTRITO DE LICHINGA | CIDADE DE LICHINGA | Assumane, Lichinga Cidade | [5 empty] | HC | MoH | SP | 6200.4106 |  | 1 | 1 | <8 h | Collection & Delivery | Fixed & Outreach | [12 empty] | 1 | 1 | 0 | 0 | 0 | 0 | 1 | 36 | 34.3 | 0 | #DIV/0! | 0 | #DIV/0! | #DIV/0! | 0 | 0 | 0 | 0 | 0 | 0 | 36 | 34.3 | 0 | #DIV/0! | #DIV/0! | 0 | #N/A |  |  |  | #DIV/0! | [7 empty] | 0 | 0 |  |  |  | 0 |  | 1 | 1
| NIASSA | DISTRITO DE LICHINGA | CIDADE DE LICHINGA | C.S C.Lichinga, Lichinga Cidade | [5 empty] | HC | MoH | SP | 73500 |  | 1 | 1 | <8 h | Collection & Delivery | Fixed & Outreach | [12 empty] | 1 | 1 | 0 | 0 | 0 | 0 | 1 | 20 | 34.3 | 0 | #DIV/0! | 0 | #DIV/0! | #DIV/0! | 0 | 0 | 0 | 0 | 0 | 0 | 20 | 34.3 | 0 | #DIV/0! | #DIV/0! | 0 | #N/A |  |  |  | #DIV/0! | [7 empty] | 0 | 0 |  |  |  | 0 |  | 1 | 1
| NIASSA | DISTRITO DE LICHINGA | CIDADE DE LICHINGA | C.S Luiça, Lichinga Cidade | [5 empty] | HC | MoH | SP | 4251.5546 |  | 1 | 1 | <8 h | Collection & Delivery | Fixed & Outreach | [12 empty] | 1 | 1 | 0 | 0 | 0 | 0 | 1 | 20 | 34.3 | 0 | #DIV/0! | 0 | #DIV/0! | #DIV/0! | 0 | 0 | 0 | 0 | 0 | 0 | 20 | 34.3 | 0 | #DIV/0! | #DIV/0! | 0 | #N/A |  |  |  | #DIV/0! | [7 empty] | 0 | 0 |  |  |  | 0 |  | 1 | 1
| NIASSA | DISTRITO DE LICHINGA | CIDADE DE LICHINGA | Centro de Saude de Chilovelo | [5 empty] | HC | MoH | SP | 63130.9584 |  | 1 | 1 | No | Collection & Delivery | Fixed & Outreach | [12 empty] | 1 | 1 | 0 | 0 | 0 | 0 | 1 | 20 | 34.3 | 0 | #DIV/0! | 0 | #DIV/0! | #DIV/0! | 0 | 0 | 0 | 0 | 0 | 0 | 20 | 34.3 | 0 | #DIV/0! | #DIV/0! | 0 | #N/A |  |  |  | #DIV/0! | [7 empty] | 0 | 0 |  |  |  | 0 |  | 1 | 1
| NIASSA | DISTRITO DE LICHINGA | CIDADE DE LICHINGA | Centro de Saúde de Matemangue | [5 empty] | HC | MoH | SP | 64231.681 |  | 1 | 1 | No | Collection & Delivery | Fixed & Outreach | [12 empty] | 1 | 1 | 0 | 0 | 0 | 0 | 1 | 20 | 34.3 | 0 | #DIV/0! | 0 | #DIV/0! | #DIV/0! | 0 | 0 | 0 | 0 | 0 | 0 | 20 | 34.3 | 0 | #DIV/0! | #DIV/0! | 0 | #N/A |  |  |  | #DIV/0! | [7 empty] | 0 | 0 |  |  |  | 0 |  | 1 | 1
| NIASSA | DISTRITO DE LICHINGA | CIDADE DE LICHINGA | Ceramica | [5 empty] | HC | MoH | SP | 6131.8196 |  | 1 | 1 | <8 h | Collection & Delivery | Fixed & Outreach | [12 empty] | 1 | 1 | 0 | 0 | 0 | 0 | 1 | 55.5 | 0 | 0 | #DIV/0! | 0 | #DIV/0! | #DIV/0! | 0 | 0 | 0 | 0 | 0 | 0 | 55.5 | 0 | 0 | #DIV/0! | #DIV/0! | 0 | #N/A |  |  |  | #DIV/0! | [7 empty] | 0 | 0 |  |  |  | 0 |  | 1 | 1
| NIASSA | DISTRITO DE LICHINGA | CIDADE DE LICHINGA | Chiaula, Lichinga Cidade | [5 empty] | HC | MoH | SP | 18116.7396 |  | 1 | 1 | <8 h | Collection & Delivery | Fixed & Outreach | [12 empty] | 1 | 1 | 0 | 0 | 0 | 0 | 1 | 20 | 34.3 | 0 | #DIV/0! | 0 | #DIV/0! | #DIV/0! | 0 | 0 | 0 | 0 | 0 | 0 | 20 | 34.3 | 0 | #DIV/0! | #DIV/0! | 0 | #N/A |  |  |  | #DIV/0! | [7 empty] | 0 | 0 |  |  |  | 0 |  | 1 | 1
| NIASSA | DISTRITO DE LICHINGA | CIDADE DE LICHINGA | Chiulugo, Lichinga Cidade | [5 empty] | HC | MoH | SP | 7086.6501 |  | 1 | 1 | <8 h | Collection & Delivery | Fixed & Outreach | [12 empty] | 1 | 1 | 0 | 0 | 0 | 0 | 1 | 0 | 0 | 0 | #DIV/0! | 0 | #DIV/0! | #DIV/0! | 0 | 0 | 0 | 0 | 0 | 0 | 0 | 0 | 0 | #DIV/0! | #DIV/0! | 0 | #N/A |  |  |  | #DIV/0! | [7 empty] | 0 | 0 |  |  |  | 0 |  | 1 | 1
| NIASSA | DISTRITO DE LICHINGA | CIDADE DE LICHINGA | Lulimile, Lichinga Cidade | [5 empty] | HC | MoH | SP | 43865 |  | 1 | 1 | No | Collection & Delivery | Fixed & Outreach | [12 empty] | 1 | 1 | 0 | 0 | 0 | 0 | 1 | 105 | 0 | 0 | #DIV/0! | 0 | #DIV/0! | #DIV/0! | 0 | 0 | 0 | 0 | 0 | 0 | 105 | 0 | 0 | #DIV/0! | #DIV/0! | 0 | #N/A |  |  |  | #DIV/0! | [7 empty] | 0 | 0 |  |  |  | 0 |  | 1 | 1
| NIASSA | DISTRITO DE LICHINGA | CIDADE DE LICHINGA | Majiga, Lichinga Cidade | [5 empty] | HC | MoH | SP | 8175.3965 |  | 1 | 1 | <8 h | Collection & Delivery | Fixed & Outreach | [12 empty] | 1 | 1 | 0 | 0 | 0 | 0 | 1 | 105 | 0 | 0 | #DIV/0! | 0 | #DIV/0! | #DIV/0! | 0 | 0 | 0 | 0 | 0 | 0 | 105 | 0 | 0 | #DIV/0! | #DIV/0! | 0 | #N/A |  |  |  | #DIV/0! | [7 empty] | 0 | 0 |  |  |  | 0 |  | 1 | 1
| NIASSA | DISTRITO DE LICHINGA | CIDADE DE LICHINGA | Malica, Lichinga Cidade | [5 empty] | HC | MoH | SP | 88285.3546 |  | 1 | 1 | No | Collection & Delivery | Fixed & Outreach | [12 empty] | 1 | 1 | 0 | 0 | 0 | 0 | 1 | 0 | 0 | 0 | #DIV/0! | 0 | #DIV/0! | #DIV/0! | 0 | 0 | 0 | 0 | 0 | 0 | 0 | 0 | 0 | #DIV/0! | #DIV/0! | 0 | #N/A |  |  |  | #DIV/0! | [7 empty] | 0 | 0 |  |  |  | 0 |  | 1 | 1
| NIASSA | DISTRITO DE LICHINGA | CIDADE DE LICHINGA | Massenger, Lichinga Cidade | [5 empty] | HC | MoH | SP | 89376.2785 |  | 1 | 1 | No | Collection & Delivery | Fixed & Outreach | [12 empty] | 1 | 1 | 0 | 0 | 0 | 0 | 1 | 145 | 0 | 0 | #DIV/0! | 0 | #DIV/0! | #DIV/0! | 0 | 0 | 0 | 0 | 0 | 0 | 145 | 0 | 0 | #DIV/0! | #DIV/0! | 0 | #N/A |  |  |  | #DIV/0! | [7 empty] | 0 | 0 |  |  |  | 0 |  | 1 | 1
| NIASSA | DISTRITO DE LICHINGA | CIDADE DE LICHINGA | Maternidade 1 HPL | [5 empty] | HC | MoH | SP | 7381.7004 |  | 1 | 1 | <8 h | Collection & Delivery | Fixed & Outreach | [12 empty] | 1 | 1 | 0 | 0 | 0 | 0 | 1 | 0 | 0 | 0 | #DIV/0! | 0 | #DIV/0! | #DIV/0! | 0 | 0 | 0 | 0 | 0 | 0 | 0 | 0 | 0 | #DIV/0! | #DIV/0! | 0 | #N/A |  |  |  | #DIV/0! | [7 empty] | 0 | 0 |  |  |  | 0 |  | 1 | 1
| NIASSA | DISTRITO DE LICHINGA | CIDADE DE LICHINGA | Maternidade 2 | [5 empty] | HC | MoH | SP | 9450.3185 |  | 1 | 1 | <8 h | Collection & Delivery | Fixed & Outreach | [12 empty] | 1 | 1 | 0 | 0 | 0 | 0 | 1 | 0 | 0 | 0 | #DIV/0! | 0 | #DIV/0! | #DIV/0! | 0 | 0 | 0 | 0 | 0 | 0 | 0 | 0 | 0 | #DIV/0! | #DIV/0! | 0 | #N/A |  |  |  | #DIV/0! | [7 empty] | 0 | 0 |  |  |  | 0 |  | 1 | 1
| NIASSA | DISTRITO DE LICHINGA | CIDADE DE LICHINGA | Mbetazigone, Lichinga Cidade | [5 empty] | HC | MoH | SP | 9327.2902 |  | 1 | 1 | <8 h | Collection & Delivery | Fixed & Outreach | [12 empty] | 1 | 1 | 0 | 0 | 0 | 0 | 1 | 80.5 | 0 | 0 | #DIV/0! | 0 | #DIV/0! | #DIV/0! | 0 | 0 | 0 | 0 | 0 | 0 | 80.5 | 0 | 0 | #DIV/0! | #DIV/0! | 0 | #N/A |  |  |  | #DIV/0! | [7 empty] | 0 | 0 |  |  |  | 0 |  | 1 | 1
| NIASSA | DISTRITO DE LICHINGA | CIDADE DE LICHINGA | Meponda, Lichinga Cidade | [5 empty] | HC | MoH | SP | 39719.6452 |  | 1 | 1 | <8 h | Collection & Delivery | Fixed & Outreach | [12 empty] | 1 | 1 | 0 | 0 | 0 | 0 | 1 | 105 | 0 | 0 | #DIV/0! | 0 | #DIV/0! | #DIV/0! | 0 | 0 | 0 | 0 | 0 | 0 | 105 | 0 | 0 | #DIV/0! | #DIV/0! | 0 | #N/A |  |  |  | #DIV/0! | [7 empty] | 0 | 0 |  |  |  | 0 |  | 1 | 1
| NIASSA | DISTRITO DE LICHINGA | CIDADE DE LICHINGA | Mitava, Lichinga Cidade | [5 empty] | HC | MoH | SP | 10556.4848 |  | 1 | 1 | No | Collection & Delivery | Fixed & Outreach | [12 empty] | 1 | 1 | 0 | 0 | 0 | 0 | 1 | 0 | 0 | 0 | #DIV/0! | 0 | #DIV/0! | #DIV/0! | 0 | 0 | 0 | 0 | 0 | 0 | 0 | 0 | 0 | #DIV/0! | #DIV/0! | 0 | #N/A |  |  |  | #DIV/0! | [7 empty] | 0 | 0 |  |  |  | 0 |  | 1 | 1
| NIASSA | DISTRITO DE LICHINGA | CIDADE DE LICHINGA | Namacula, Lichinga Cidade | [5 empty] | HC | MoH | SP | 2848.1605 |  | 1 | 1 | No | Collection & Delivery | Fixed & Outreach | [12 empty] | 1 | 1 | 0 | 0 | 0 | 0 | 1 | 105 | 0 | 0 | #DIV/0! | 0 | #DIV/0! | #DIV/0! | 0 | 0 | 0 | 0 | 0 | 0 | 105 | 0 | 0 | #DIV/0! | #DIV/0! | 0 | #N/A |  |  |  | #DIV/0! | [7 empty] | 0 | 0 |  |  |  | 0 |  | 1 | 1
| NIASSA | DISTRITO DE LICHINGA | CIDADE DE LICHINGA | Sambula, Lichinga Cidade | [5 empty] | HC | MoH | SP | 1587.3922 |  | 1 | 1 | <8 h | Collection & Delivery | Fixed & Outreach | [12 empty] | 1 | 1 | 0 | 0 | 0 | 0 | 1 | 80.5 | 0 | 0 | #DIV/0! | 0 | #DIV/0! | #DIV/0! | 0 | 0 | 0 | 0 | 0 | 0 | 80.5 | 0 | 0 | #DIV/0! | #DIV/0! | 0 | #N/A |  |  |  | #DIV/0! | [7 empty] | 0 | 0 |  |  |  | 0 |  | 1 | 1
| NIASSA | DISTRITO DE LICHINGA | CIDADE DE LICHINGA | Utumuile | [5 empty] | HC | MoH | SP | 2005.4708 |  | 1 | 1 | <8 h | Collection & Delivery | Fixed & Outreach | [12 empty] | 1 | 1 | 0 | 0 | 0 | 0 | 1 | 20 | 34.3 | 0 | #DIV/0! | 0 | #DIV/0! | #DIV/0! | 0 | 0 | 0 | 0 | 0 | 0 | 20 | 34.3 | 0 | #DIV/0! | #DIV/0! | 0 | #N/A |  |  |  | #DIV/0! | [7 empty] | 0 | 0 |  |  |  | 0 |  | 1 | 1
| NIASSA | CHIMBONILA | CHIMBONILA | Depósito D. CHIMBONILA | [5 empty] | DVS | MoH | LD | 105797.84 | 193 | 1 | 1 | 8-16 h | Collection & Delivery | No vaccination | [12 empty] | 3 | 3 | 1 | 0 | 0 | 0 | 1 | 75.5 | 315.3 | 0 | #DIV/0! | #DIV/0! | #DIV/0! | #DIV/0! | 0 | 0 | 0 | 0 | 0 | 0 | 75.5 | 315.3 | 0 | #DIV/0! | #DIV/0! | 0 | #N/A |  |  |  | #DIV/0! | [5 empty] | #DIV/0! | #DIV/0! | 0 | #N/A |  |  |  | #DIV/0! |  | 0 | 0
| NIASSA | CHIMBONILA | CHIMBONILA | C.S Chinenge | [5 empty] | HC | MoH | SP | 2365.8459 |  | 1 | 1 | No | Collection & Delivery | Fixed & Outreach | [12 empty] | 1 | 1 | 0 | 0 | 0 | 0 | 1 | 36 | 34.3 | 0 | #DIV/0! | 0 | #DIV/0! | #DIV/0! | 0 | 0 | 0 | 0 | 0 | 0 | 36 | 34.3 | 0 | #DIV/0! | #DIV/0! | 0 | #N/A |  |  |  | #DIV/0! | [7 empty] | 0 | 0 |  |  |  | 0 |  | 1 | 1
| NIASSA | CHIMBONILA | CHIMBONILA | C.S Lumbi | [5 empty] | HC | MoH | SP | 16526.0812 |  | 1 | 1 | No | Collection & Delivery | Fixed & Outreach | [12 empty] | 1 | 1 | 0 | 0 | 0 | 0 | 1 | 105 | 0 | 0 | #DIV/0! | 0 | #DIV/0! | #DIV/0! | 0 | 0 | 0 | 0 | 0 | 0 | 105 | 0 | 0 | #DIV/0! | #DIV/0! | 0 | #N/A |  |  |  | #DIV/0! | [7 empty] | 0 | 0 |  |  |  | 0 |  | 1 | 1
| NIASSA | CHIMBONILA | CHIMBONILA | C.S Ute | [5 empty] | HC | MoH | SP | 4176.4311 |  | 1 | 1 | No | Collection & Delivery | Fixed & Outreach | [12 empty] | 1 | 1 | 0 | 0 | 0 | 0 | 1 | 20 | 34.3 | 0 | #DIV/0! | 0 | #DIV/0! | #DIV/0! | 0 | 0 | 0 | 0 | 0 | 0 | 20 | 34.3 | 0 | #DIV/0! | #DIV/0! | 0 | #N/A |  |  |  | #DIV/0! | [7 empty] | 0 | 0 |  |  |  | 0 |  | 1 | 1
| NIASSA | CHIMBONILA | CHIMBONILA | C.S. Chimbunila, Chimbunlia | [5 empty] | HC | MoH | SP | 7744.253 |  | 1 | 1 | <8 h | Collection & Delivery | Fixed & Outreach | [12 empty] | 1 | 1 | 0 | 0 | 0 | 0 | 1 | 36 | 34.3 | 0 | #DIV/0! | 0 | #DIV/0! | #DIV/0! | 0 | 0 | 0 | 0 | 0 | 0 | 36 | 34.3 | 0 | #DIV/0! | #DIV/0! | 0 | #N/A |  |  |  | #DIV/0! | [7 empty] | 0 | 0 |  |  |  | 0 |  | 1 | 1
| NIASSA | CHIMBONILA | CHIMBONILA | Chala, Chimbunila | [5 empty] | HC | MoH | SP | 4871.0513 |  | 1 | 1 | No | Collection & Delivery | Fixed & Outreach | [12 empty] | 1 | 1 | 0 | 0 | 0 | 0 | 1 | 105 | 0 | 0 | #DIV/0! | 0 | #DIV/0! | #DIV/0! | 0 | 0 | 0 | 0 | 0 | 0 | 105 | 0 | 0 | #DIV/0! | #DIV/0! | 0 | #N/A |  |  |  | #DIV/0! | [7 empty] | 0 | 0 |  |  |  | 0 |  | 1 | 1
| NIASSA | CHIMBONILA | CHIMBONILA | Chóluè, Chimbunila | [5 empty] | HC | MoH | SP | 11442.7244 |  | 1 | 1 | No | Collection & Delivery | Fixed & Outreach | [12 empty] | 1 | 1 | 0 | 0 | 0 | 0 | 1 | 105 | 0 | 0 | #DIV/0! | 0 | #DIV/0! | #DIV/0! | 0 | 0 | 0 | 0 | 0 | 0 | 105 | 0 | 0 | #DIV/0! | #DIV/0! | 0 | #N/A |  |  |  | #DIV/0! | [7 empty] | 0 | 0 |  |  |  | 0 |  | 1 | 1
| NIASSA | CHIMBONILA | CHIMBONILA | Colongo, Chimbunila | [5 empty] | HC | MoH | SP | 8731.7459 |  | 1 | 1 | <8 h | Collection & Delivery | Fixed & Outreach | [12 empty] | 1 | 1 | 0 | 0 | 0 | 0 | 1 | 0 | 0 | 0 | #DIV/0! | 0 | #DIV/0! | #DIV/0! | 0 | 0 | 0 | 0 | 0 | 0 | 0 | 0 | 0 | #DIV/0! | #DIV/0! | 0 | #N/A |  |  |  | #DIV/0! | [7 empty] | 0 | 0 |  |  |  | 0 |  | 1 | 1
| NIASSA | CHIMBONILA | CHIMBONILA | Lione, Chimbunila | [5 empty] | HC | MoH | SP | 10259.2571 |  | 1 | 1 | <8 h | Collection & Delivery | Fixed & Outreach | [12 empty] | 1 | 1 | 0 | 0 | 0 | 0 | 1 | 80.5 | 0 | 0 | #DIV/0! | 0 | #DIV/0! | #DIV/0! | 0 | 0 | 0 | 0 | 0 | 0 | 80.5 | 0 | 0 | #DIV/0! | #DIV/0! | 0 | #N/A |  |  |  | #DIV/0! | [7 empty] | 0 | 0 |  |  |  | 0 |  | 1 | 1
| NIASSA | CHIMBONILA | CHIMBONILA | Machemba, Chimbunila | [5 empty] | HC | MoH | SP | 4135.0587 |  | 1 | 1 | <8 h | Collection & Delivery | Fixed & Outreach | [12 empty] | 1 | 1 | 0 | 0 | 0 | 0 | 1 | 80.5 | 0 | 0 | #DIV/0! | 0 | #DIV/0! | #DIV/0! | 0 | 0 | 0 | 0 | 0 | 0 | 80.5 | 0 | 0 | #DIV/0! | #DIV/0! | 0 | #N/A |  |  |  | #DIV/0! | [7 empty] | 0 | 0 |  |  |  | 0 |  | 1 | 1
| NIASSA | CHIMBONILA | CHIMBONILA | Machomane, Chimbunila | [5 empty] | HC | MoH | SP | 1632.0308 |  | 1 | 1 | No | Collection & Delivery | Fixed & Outreach | [12 empty] | 1 | 1 | 0 | 0 | 0 | 0 | 1 | 105 | 0 | 0 | #DIV/0! | 0 | #DIV/0! | #DIV/0! | 0 | 0 | 0 | 0 | 0 | 0 | 105 | 0 | 0 | #DIV/0! | #DIV/0! | 0 | #N/A |  |  |  | #DIV/0! | [7 empty] | 0 | 0 |  |  |  | 0 |  | 1 | 1
| NIASSA | CHIMBONILA | CHIMBONILA | Mapaco, Chimbunila | [5 empty] | HC | MoH | SP | 6163.3932 |  | 1 | 1 | No | Collection & Delivery | Fixed & Outreach | [12 empty] | 1 | 1 | 0 | 0 | 0 | 0 | 1 | 0 | 0 | 0 | #DIV/0! | 0 | #DIV/0! | #DIV/0! | 0 | 0 | 0 | 0 | 0 | 0 | 0 | 0 | 0 | #DIV/0! | #DIV/0! | 0 | #N/A |  |  |  | #DIV/0! | [7 empty] | 0 | 0 |  |  |  | 0 |  | 1 | 1
| NIASSA | CHIMBONILA | CHIMBONILA | Matama, Chimbunila | [5 empty] | HC | MoH | SP | 7550.4561 |  | 1 | 1 | No | Collection & Delivery | Fixed & Outreach | [12 empty] | 1 | 1 | 0 | 0 | 0 | 0 | 1 | 20 | 34.3 | 0 | #DIV/0! | 0 | #DIV/0! | #DIV/0! | 0 | 0 | 0 | 0 | 0 | 0 | 20 | 34.3 | 0 | #DIV/0! | #DIV/0! | 0 | #N/A |  |  |  | #DIV/0! | [7 empty] | 0 | 0 |  |  |  | 0 |  | 1 | 1
| NIASSA | CHIMBONILA | CHIMBONILA | Mussa, Chimbunila | [5 empty] | HC | MoH | SP | 11802.0107 |  | 1 | 1 | <8 h | Collection & Delivery | Fixed & Outreach | [12 empty] | 1 | 1 | 0 | 0 | 0 | 0 | 1 | 20 | 34.3 | 0 | #DIV/0! | 0 | #DIV/0! | #DIV/0! | 0 | 0 | 0 | 0 | 0 | 0 | 20 | 34.3 | 0 | #DIV/0! | #DIV/0! | 0 | #N/A |  |  |  | #DIV/0! | [7 empty] | 0 | 0 |  |  |  | 0 |  | 1 | 1
| NIASSA | CHIMBONILA | CHIMBONILA | Namuanica, Chimbunila | [5 empty] | HC | MoH | SP | 8397.5008 |  | 1 | 1 | <8 h | Collection & Delivery | Fixed & Outreach | [12 empty] | 1 | 1 | 0 | 0 | 0 | 0 | 1 | 105 | 0 | 0 | #DIV/0! | 0 | #DIV/0! | #DIV/0! | 0 | 0 | 0 | 0 | 0 | 0 | 105 | 0 | 0 | #DIV/0! | #DIV/0! | 0 | #N/A |  |  |  | #DIV/0! | [7 empty] | 0 | 0 |  |  |  | 0 |  | 1 | 1
| NIASSA | CUAMBA | CUAMBA | Depósito D. CUAMBA "Intermediário" | [5 empty] | DVS | MoH | LD | 497531 | 358 | 1 | 1 | 8-16 h | Collection & Delivery | No vaccination | [12 empty] | 2 | 2 | 1 | 0 | 1 | 0 | 1 | 5656 | 281 | 0 | #DIV/0! | #DIV/0! | #DIV/0! | #DIV/0! | 0 | 0 | 0 | 0 | 0 | 0 | 5656 | 281 | 0 | #DIV/0! | #DIV/0! | 0 | #N/A |  |  |  | #DIV/0! | [5 empty] | #DIV/0! | #DIV/0! | 0 | #N/A |  |  |  | #DIV/0! |  | 0 | 0
| NIASSA | CUAMBA | CUAMBA | Cuamba, Cuamba | [5 empty] | HC | MoH | SP | 68816 |  | 1 | 1 | <8 h | Collection & Delivery | Fixed & Outreach | [12 empty] | 2 | 2 | 1 | 0 | 0 | 0 | 1 | 55.5 | 0 | 0 | #DIV/0! | 0 | #DIV/0! | #DIV/0! | 0 | 0 | 0 | 0 | 0 | 0 | 55.5 | 0 | 0 | #DIV/0! | #DIV/0! | 0 | #N/A |  |  |  | #DIV/0! | [7 empty] | 0 | 0 |  |  |  | 0 |  | 1 | 1
| NIASSA | CUAMBA | CUAMBA | Etatara, Cuamba | [5 empty] | HC | MoH | SP | 12364.8926 |  | 1 | 1 | <8 h | Collection & Delivery | Fixed & Outreach | [12 empty] | 1 | 1 | 0 | 0 | 0 | 0 | 1 | 36 | 34.3 | 0 | #DIV/0! | 0 | #DIV/0! | #DIV/0! | 0 | 0 | 0 | 0 | 0 | 0 | 36 | 34.3 | 0 | #DIV/0! | #DIV/0! | 0 | #N/A |  |  |  | #DIV/0! | [7 empty] | 0 | 0 |  |  |  | 0 |  | 1 | 1
| NIASSA | CUAMBA | CUAMBA | Lurio, Cuamba | [5 empty] | HC | MoH | SP | 20807.0319 |  | 1 | 1 | <8 h | Collection & Delivery | Fixed & Outreach | [12 empty] | 1 | 1 | 0 | 0 | 0 | 0 | 1 | 80.5 | 0 | 0 | #DIV/0! | 0 | #DIV/0! | #DIV/0! | 0 | 0 | 0 | 0 | 0 | 0 | 80.5 | 0 | 0 | #DIV/0! | #DIV/0! | 0 | #N/A |  |  |  | #DIV/0! | [7 empty] | 0 | 0 |  |  |  | 0 |  | 1 | 1
| NIASSA | CUAMBA | CUAMBA | Macaue-2, Cuamba | [5 empty] | HC | MoH | SP | 20901 |  | 1 | 1 | <8 h | Collection & Delivery | Fixed & Outreach | [12 empty] | 1 | 1 | 0 | 0 | 0 | 0 | 1 | 36 | 34.3 | 0 | #DIV/0! | 0 | #DIV/0! | #DIV/0! | 0 | 0 | 0 | 0 | 0 | 0 | 36 | 34.3 | 0 | #DIV/0! | #DIV/0! | 0 | #N/A |  |  |  | #DIV/0! | [7 empty] | 0 | 0 |  |  |  | 0 |  | 1 | 1
| NIASSA | CUAMBA | CUAMBA | Malapa, Cuamba | [5 empty] | HC | MoH | SP | 11239.1288 |  | 1 | 1 | No | Collection & Delivery | Fixed & Outreach | [12 empty] | 1 | 1 | 0 | 0 | 0 | 0 | 1 | 55.5 | 0 | 0 | #DIV/0! | 0 | #DIV/0! | #DIV/0! | 0 | 0 | 0 | 0 | 0 | 0 | 55.5 | 0 | 0 | #DIV/0! | #DIV/0! | 0 | #N/A |  |  |  | #DIV/0! | [7 empty] | 0 | 0 |  |  |  | 0 |  | 1 | 1
| NIASSA | CUAMBA | CUAMBA | Maternidade | [5 empty] | HC | MoH | SP | 82071.8791 |  | 1 | 1 | No | Collection & Delivery | Fixed & Outreach | [12 empty] | 1 | 1 | 0 | 0 | 0 | 0 | 1 | 80.5 | 0 | 0 | #DIV/0! | 0 | #DIV/0! | #DIV/0! | 0 | 0 | 0 | 0 | 0 | 0 | 80.5 | 0 | 0 | #DIV/0! | #DIV/0! | 0 | #N/A |  |  |  | #DIV/0! | [7 empty] | 0 | 0 |  |  |  | 0 |  | 1 | 1
| NIASSA | CUAMBA | CUAMBA | Matias, Cuamba | [5 empty] | HC | MoH | SP | 8142.7341 |  | 1 | 1 | No | Collection & Delivery | Fixed & Outreach | [12 empty] | 1 | 1 | 0 | 0 | 0 | 0 | 1 | 20 | 34.3 | 0 | #DIV/0! | 0 | #DIV/0! | #DIV/0! | 0 | 0 | 0 | 0 | 0 | 0 | 20 | 34.3 | 0 | #DIV/0! | #DIV/0! | 0 | #N/A |  |  |  | #DIV/0! | [7 empty] | 0 | 0 |  |  |  | 0 |  | 1 | 1
| NIASSA | CUAMBA | CUAMBA | Mepica, Cuamba | [5 empty] | HC | MoH | SP | 20958 |  | 1 | 1 | No | Collection & Delivery | Fixed & Outreach | [12 empty] | 1 | 1 | 0 | 0 | 0 | 0 | 1 | 20 | 34.3 | 0 | #DIV/0! | 0 | #DIV/0! | #DIV/0! | 0 | 0 | 0 | 0 | 0 | 0 | 20 | 34.3 | 0 | #DIV/0! | #DIV/0! | 0 | #N/A |  |  |  | #DIV/0! | [7 empty] | 0 | 0 |  |  |  | 0 |  | 1 | 1
| NIASSA | CUAMBA | CUAMBA | Meripo, Cuamba | [5 empty] | HC | MoH | SP | 12083.996 |  | 1 | 1 | <8 h | Collection & Delivery | Fixed & Outreach | [12 empty] | 1 | 1 | 0 | 0 | 0 | 0 | 1 | 20 | 34.3 | 0 | #DIV/0! | 0 | #DIV/0! | #DIV/0! | 0 | 0 | 0 | 0 | 0 | 0 | 20 | 34.3 | 0 | #DIV/0! | #DIV/0! | 0 | #N/A |  |  |  | #DIV/0! | [7 empty] | 0 | 0 |  |  |  | 0 |  | 1 | 1
| NIASSA | CUAMBA | CUAMBA | Mitucue, Cuamba | [5 empty] | HC | MoH | SP | 13210.8485 |  | 1 | 1 | No | Collection & Delivery | Fixed & Outreach | [12 empty] | 1 | 1 | 0 | 0 | 0 | 0 | 1 | 20 | 34.3 | 0 | #DIV/0! | 0 | #DIV/0! | #DIV/0! | 0 | 0 | 0 | 0 | 0 | 0 | 20 | 34.3 | 0 | #DIV/0! | #DIV/0! | 0 | #N/A |  |  |  | #DIV/0! | [7 empty] | 0 | 0 |  |  |  | 0 |  | 1 | 1
| NIASSA | CUAMBA | CUAMBA | Muanamunepa, Cuamba | [5 empty] | HC | MoH | SP | 7298.9557 |  | 1 | 1 | No | Collection & Delivery | Fixed & Outreach | [12 empty] | 1 | 1 | 0 | 0 | 0 | 0 | 1 | 80.5 | 0 | 0 | #DIV/0! | 0 | #DIV/0! | #DIV/0! | 0 | 0 | 0 | 0 | 0 | 0 | 80.5 | 0 | 0 | #DIV/0! | #DIV/0! | 0 | #N/A |  |  |  | #DIV/0! | [7 empty] | 0 | 0 |  |  |  | 0 |  | 1 | 1
| NIASSA | CUAMBA | CUAMBA | Mucuapa, Cuamba | [5 empty] | HC | MoH | SP | 6737.1626 |  | 1 | 1 | <8 h | Collection & Delivery | Fixed & Outreach | [12 empty] | 1 | 1 | 0 | 0 | 0 | 0 | 1 | 80.5 | 0 | 0 | #DIV/0! | 0 | #DIV/0! | #DIV/0! | 0 | 0 | 0 | 0 | 0 | 0 | 80.5 | 0 | 0 | #DIV/0! | #DIV/0! | 0 | #N/A |  |  |  | #DIV/0! | [7 empty] | 0 | 0 |  |  |  | 0 |  | 1 | 1
| NIASSA | CUAMBA | CUAMBA | Muetetere, Cuamba | [5 empty] | HC | MoH | SP | 22928 |  | 1 | 1 | <8 h | Collection & Delivery | Fixed & Outreach | [12 empty] | 1 | 1 | 0 | 0 | 0 | 0 | 1 | 20 | 34.3 | 0 | #DIV/0! | 0 | #DIV/0! | #DIV/0! | 0 | 0 | 0 | 0 | 0 | 0 | 20 | 34.3 | 0 | #DIV/0! | #DIV/0! | 0 | #N/A |  |  |  | #DIV/0! | [7 empty] | 0 | 0 |  |  |  | 0 |  | 1 | 1
| NIASSA | CUAMBA | CUAMBA | Mujaua, Cuamba | [5 empty] | HC | MoH | SP | 8422.5419 |  | 1 | 1 | No | Collection & Delivery | Fixed & Outreach | [12 empty] | 1 | 1 | 0 | 0 | 0 | 0 | 1 | 36 | 34.3 | 0 | #DIV/0! | 0 | #DIV/0! | #DIV/0! | 0 | 0 | 0 | 0 | 0 | 0 | 36 | 34.3 | 0 | #DIV/0! | #DIV/0! | 0 | #N/A |  |  |  | #DIV/0! | [7 empty] | 0 | 0 |  |  |  | 0 |  | 1 | 1
| NIASSA | CUAMBA | CUAMBA | Namicova, Cuamba | [5 empty] | HC | MoH | SP | 17721 |  | 1 | 1 | No | Collection & Delivery | Fixed & Outreach | [12 empty] | 1 | 1 | 0 | 0 | 0 | 0 | 1 | 55.5 | 0 | 0 | #DIV/0! | 0 | #DIV/0! | #DIV/0! | 0 | 0 | 0 | 0 | 0 | 0 | 55.5 | 0 | 0 | #DIV/0! | #DIV/0! | 0 | #N/A |  |  |  | #DIV/0! | [7 empty] | 0 | 0 |  |  |  | 0 |  | 1 | 1
| NIASSA | CUAMBA | CUAMBA | Namutimbua, Cuamba | [5 empty] | HC | MoH | SP | 16708 |  | 1 | 1 | No | Collection & Delivery | Fixed & Outreach | [12 empty] | 1 | 1 | 0 | 0 | 0 | 0 | 1 | 20 | 34.3 | 0 | #DIV/0! | 0 | #DIV/0! | #DIV/0! | 0 | 0 | 0 | 0 | 0 | 0 | 20 | 34.3 | 0 | #DIV/0! | #DIV/0! | 0 | #N/A |  |  |  | #DIV/0! | [7 empty] | 0 | 0 |  |  |  | 0 |  | 1 | 1
| NIASSA | CUAMBA | CUAMBA | Napacala, Cuamba | [5 empty] | HC | MoH | SP | 20930 |  | 1 | 1 | No | Collection & Delivery | Fixed & Outreach | [12 empty] | 1 | 1 | 0 | 0 | 0 | 0 | 1 | 20 | 34.3 | 0 | #DIV/0! | 0 | #DIV/0! | #DIV/0! | 0 | 0 | 0 | 0 | 0 | 0 | 20 | 34.3 | 0 | #DIV/0! | #DIV/0! | 0 | #N/A |  |  |  | #DIV/0! | [7 empty] | 0 | 0 |  |  |  | 0 |  | 1 | 1
| NIASSA | CUAMBA | CUAMBA | Tetereane, Cuamba | [5 empty] | HC | MoH | SP | 5892.2954 |  | 1 | 1 | <8 h | Collection & Delivery | Fixed & Outreach | [12 empty] | 3 | 3 | 0 | 0 | 0 | 0 | 1 | 156 | 34.3 | 0 | #DIV/0! | 0 | #DIV/0! | #DIV/0! | 0 | 0 | 0 | 0 | 0 | 0 | 156 | 34.3 | 0 | #DIV/0! | #DIV/0! | 0 | #N/A |  |  |  | #DIV/0! | [7 empty] | 0 | 0 |  |  |  | 0 |  | 1 | 1
| NIASSA | CUAMBA | CUAMBA | Titimane, Cuamba | [5 empty] | HC | MoH | SP | 12900.5558 |  | 1 | 1 | <8 h | Collection & Delivery | Fixed & Outreach | [12 empty] | 2 | 2 | 0 | 0 | 0 | 0 | 1 | 100.5 | 34.3 | 0 | #DIV/0! | 0 | #DIV/0! | #DIV/0! | 0 | 0 | 0 | 0 | 0 | 0 | 100.5 | 34.3 | 0 | #DIV/0! | #DIV/0! | 0 | #N/A |  |  |  | #DIV/0! | [7 empty] | 0 | 0 |  |  |  | 0 |  | 1 | 1
| NIASSA | CUAMBA | CUAMBA | Bandeze, Lago | [5 empty] | HC | MoH | SP | 23737 |  | 1 | 1 | <8 h | Collection & Delivery | Fixed & Outreach | [12 empty] | 0 | 0 | 0 | 0 | 0 | 0 | 0 | 0 | 0 | 0 | #DIV/0! | 0 | #DIV/0! | #DIV/0! | 0 | 0 | 0 | 0 | 0 | 0 | 0 | 0 | 0 | Extens_Solar | #DIV/0! | 0 | #N/A |  |  |  | 0 | [7 empty] | 0 | 0 |  |  |  | 0 |  | 1 | 1
| NIASSA | CUAMBA | CUAMBA | Centro de Saúde de Chia | [5 empty] | HC | MoH | SP | 4585.7997 |  | 1 | 1 | <8 h | Collection & Delivery | Fixed & Outreach | [12 empty] | 0 | 0 | 0 | 0 | 0 | 0 | 0 | 0 | 0 | 0 | #DIV/0! | 0 | #DIV/0! | #DIV/0! | 0 | 0 | 0 | 0 | 0 | 0 | 0 | 0 | 0 | Extens_Solar | #DIV/0! | 0 | #N/A |  |  |  | 0 | [7 empty] | 0 | 0 |  |  |  | 0 |  | 1 | 1
| NIASSA | MAJUNE | MAJUNE | Depósito D. MAJUNE | [5 empty] | DVS | MoH | LD | 57841.8286 | 116 | 1 | 1 | 8-16 h | Collection & Delivery | No vaccination | [12 empty] | 3 | 3 | 0 | 0 | 0 | 0 | 1 | 147 | 34.3 | 0 | #DIV/0! | #DIV/0! | #DIV/0! | #DIV/0! | 0 | 0 | 0 | 0 | 0 | 0 | 147 | 34.3 | 0 | #DIV/0! | #DIV/0! | 0 | #N/A |  |  |  | #DIV/0! | [5 empty] | #DIV/0! | #DIV/0! | 0 | #N/A |  |  |  | #DIV/0! |  | 0 | 0
| NIASSA | MAJUNE | MAJUNE | C. S Muaquia | [5 empty] | HC | MoH | SP | 3904.2445 |  | 1 | 1 | No | Collection & Delivery | Fixed & Outreach | [12 empty] | 1 | 1 | 0 | 0 | 0 | 0 | 1 | 55.5 | 0 | 0 | #DIV/0! | 0 | #DIV/0! | #DIV/0! | 0 | 0 | 0 | 0 | 0 | 0 | 55.5 | 0 | 0 | #DIV/0! | #DIV/0! | 0 | #N/A |  |  |  | #DIV/0! | [7 empty] | 0 | 0 |  |  |  | 0 |  | 1 | 1
| NIASSA | MAJUNE | MAJUNE | C.S Lizombe | [5 empty] | HC | MoH | SP | 3371.8475 |  | 1 | 1 | No | Collection & Delivery | Fixed & Outreach | [12 empty] | 1 | 1 | 0 | 0 | 0 | 0 | 1 | 55.5 | 0 | 0 | #DIV/0! | 0 | #DIV/0! | #DIV/0! | 0 | 0 | 0 | 0 | 0 | 0 | 55.5 | 0 | 0 | #DIV/0! | #DIV/0! | 0 | #N/A |  |  |  | #DIV/0! | [7 empty] | 0 | 0 |  |  |  | 0 |  | 1 | 1
| NIASSA | MAJUNE | MAJUNE | C.S Lugenda | [5 empty] | HC | MoH | SP | 19694.3331 |  | 1 | 1 | No | Collection & Delivery | Fixed & Outreach | [12 empty] | 1 | 1 | 0 | 0 | 0 | 0 | 1 | 55.5 | 0 | 0 | #DIV/0! | 0 | #DIV/0! | #DIV/0! | 0 | 0 | 0 | 0 | 0 | 0 | 55.5 | 0 | 0 | #DIV/0! | #DIV/0! | 0 | #N/A |  |  |  | #DIV/0! | [7 empty] | 0 | 0 |  |  |  | 0 |  | 1 | 1
| NIASSA | MAJUNE | MAJUNE | Luambala, Majune | [5 empty] | HC | MoH | SP | 1596.1022 |  | 1 | 1 | <8 h | Collection & Delivery | Fixed & Outreach | [12 empty] | 1 | 1 | 0 | 0 | 0 | 0 | 1 | 145 | 0 | 0 | #DIV/0! | 0 | #DIV/0! | #DIV/0! | 0 | 0 | 0 | 0 | 0 | 0 | 145 | 0 | 0 | #DIV/0! | #DIV/0! | 0 | #N/A |  |  |  | #DIV/0! | [7 empty] | 0 | 0 |  |  |  | 0 |  | 1 | 1
| NIASSA | MAJUNE | MAJUNE | Malanga, Majune | [5 empty] | HC | MoH | SP | 2354.9584 |  | 1 | 1 | <8 h | Collection & Delivery | Fixed & Outreach | [12 empty] | 1 | 1 | 0 | 0 | 0 | 0 | 1 | 145 | 0 | 0 | #DIV/0! | 0 | #DIV/0! | #DIV/0! | 0 | 0 | 0 | 0 | 0 | 0 | 145 | 0 | 0 | #DIV/0! | #DIV/0! | 0 | #N/A |  |  |  | #DIV/0! | [7 empty] | 0 | 0 |  |  |  | 0 |  | 1 | 1
| NIASSA | MAJUNE | MAJUNE | Matukuta | [5 empty] | HC | MoH | SP | 2433.3481 |  | 1 | 1 | <8 h | Collection & Delivery | Fixed & Outreach | [12 empty] | 1 | 1 | 0 | 0 | 0 | 0 | 1 | 55.5 | 0 | 0 | #DIV/0! | 0 | #DIV/0! | #DIV/0! | 0 | 0 | 0 | 0 | 0 | 0 | 55.5 | 0 | 0 | #DIV/0! | #DIV/0! | 0 | #N/A |  |  |  | #DIV/0! | [7 empty] | 0 | 0 |  |  |  | 0 |  | 1 | 1
| NIASSA | MAJUNE | MAJUNE | Mecualo, Majune | [5 empty] | HC | MoH | SP | 4620.6396 |  | 1 | 1 | No | Collection & Delivery | Fixed & Outreach | [12 empty] | 1 | 1 | 0 | 0 | 0 | 0 | 1 | 80.5 | 0 | 0 | #DIV/0! | 0 | #DIV/0! | #DIV/0! | 0 | 0 | 0 | 0 | 0 | 0 | 80.5 | 0 | 0 | #DIV/0! | #DIV/0! | 0 | #N/A |  |  |  | #DIV/0! | [7 empty] | 0 | 0 |  |  |  | 0 |  | 1 | 1
| NIASSA | MAJUNE | MAJUNE | Metomone | [5 empty] | HC | MoH | SP | 1984.7846 |  | 1 | 1 | No | Collection & Delivery | Fixed & Outreach | [12 empty] | 1 | 1 | 0 | 0 | 0 | 0 | 1 | 36 | 34.3 | 0 | #DIV/0! | 0 | #DIV/0! | #DIV/0! | 0 | 0 | 0 | 0 | 0 | 0 | 36 | 34.3 | 0 | #DIV/0! | #DIV/0! | 0 | #N/A |  |  |  | #DIV/0! | [7 empty] | 0 | 0 |  |  |  | 0 |  | 1 | 1
| NIASSA | MAJUNE | MAJUNE | Nairub, Majune | [5 empty] | HC | MoH | SP | 8472.6243 |  | 1 | 1 | No | Collection & Delivery | Fixed & Outreach | [12 empty] | 1 | 1 | 0 | 0 | 0 | 0 | 1 | 55.5 | 0 | 0 | #DIV/0! | 0 | #DIV/0! | #DIV/0! | 0 | 0 | 0 | 0 | 0 | 0 | 55.5 | 0 | 0 | #DIV/0! | #DIV/0! | 0 | #N/A |  |  |  | #DIV/0! | [7 empty] | 0 | 0 |  |  |  | 0 |  | 1 | 1
| NIASSA | MAJUNE | MAJUNE | Riate | [5 empty] | HC | MoH | SP | 9408.9462 |  | 1 | 1 | No | Collection & Delivery | Fixed & Outreach | [12 empty] | 1 | 1 | 0 | 0 | 0 | 0 | 1 | 20 | 34.3 | 0 | #DIV/0! | 0 | #DIV/0! | #DIV/0! | 0 | 0 | 0 | 0 | 0 | 0 | 20 | 34.3 | 0 | #DIV/0! | #DIV/0! | 0 | #N/A |  |  |  | #DIV/0! | [7 empty] | 0 | 0 |  |  |  | 0 |  | 1 | 1
| NIASSA | LAGO | LAGO | Depósito D. LAGO | [5 empty] | DVS | MoH | LD | 212220 | 118 | 1 | 1 | 8-16 h | Collection & Delivery | No vaccination | [12 empty] | 1 | 1 | 1 | 0 | 0 | 0 | 1 | 80.5 | 281 | 0 | #DIV/0! | #DIV/0! | #DIV/0! | #DIV/0! | 0 | 0 | 0 | 0 | 0 | 0 | 80.5 | 281 | 0 | #DIV/0! | #DIV/0! | 0 | #N/A |  |  |  | #DIV/0! | [5 empty] | #DIV/0! | #DIV/0! | 0 | #N/A |  |  |  | #DIV/0! |  | 0 | 0
| NIASSA | LAGO | LAGO | Bandeze, Lago | [5 empty] | HC | MoH | SP | 2267.8587 |  | 1 | 1 | <8 h | Collection & Delivery | Fixed & Outreach | [12 empty] | 1 | 1 | 0 | 0 | 0 | 0 | 1 | 80.5 | 0 | 0 | #DIV/0! | 0 | #DIV/0! | #DIV/0! | 0 | 0 | 0 | 0 | 0 | 0 | 80.5 | 0 | 0 | #DIV/0! | #DIV/0! | 0 | #N/A |  |  |  | #DIV/0! | [7 empty] | 0 | 0 |  |  |  | 0 |  | 1 | 1
| NIASSA | LAGO | LAGO | Centro de Saúde de Chia | [5 empty] | HC | MoH | SP | 7249.9621 |  | 1 | 1 | No | Collection & Delivery | Fixed & Outreach | [12 empty] | 1 | 1 | 0 | 0 | 0 | 0 | 1 | 20 | 34.3 | 0 | #DIV/0! | 0 | #DIV/0! | #DIV/0! | 0 | 0 | 0 | 0 | 0 | 0 | 20 | 34.3 | 0 | #DIV/0! | #DIV/0! | 0 | #N/A |  |  |  | #DIV/0! | [7 empty] | 0 | 0 |  |  |  | 0 |  | 1 | 1
| NIASSA | LAGO | LAGO | Chiuanga, Lago | [5 empty] | HC | MoH | SP | 6873.2559 |  | 1 | 1 | <8 h | Collection & Delivery | Fixed & Outreach | [12 empty] | 1 | 1 | 0 | 0 | 0 | 0 | 1 | 20 | 34.3 | 0 | #DIV/0! | 0 | #DIV/0! | #DIV/0! | 0 | 0 | 0 | 0 | 0 | 0 | 20 | 34.3 | 0 | #DIV/0! | #DIV/0! | 0 | #N/A |  |  |  | #DIV/0! | [7 empty] | 0 | 0 |  |  |  | 0 |  | 1 | 1
| NIASSA | LAGO | LAGO | Cobué, Lago | [5 empty] | HC | MoH | SP | 2365.8459 |  | 1 | 1 | No | Collection & Delivery | Fixed & Outreach | [12 empty] | 1 | 1 | 0 | 0 | 0 | 0 | 1 | 20 | 34.3 | 0 | #DIV/0! | 0 | #DIV/0! | #DIV/0! | 0 | 0 | 0 | 0 | 0 | 0 | 20 | 34.3 | 0 | #DIV/0! | #DIV/0! | 0 | #N/A |  |  |  | #DIV/0! | [7 empty] | 0 | 0 |  |  |  | 0 |  | 1 | 1
| NIASSA | LAGO | LAGO | Liziunga, Lago | [5 empty] | HC | MoH | SP | 1345.6905 |  | 1 | 1 | No | Collection & Delivery | Fixed & Outreach | [12 empty] | 1 | 1 | 0 | 0 | 0 | 0 | 1 | 20 | 34.3 | 0 | #DIV/0! | 0 | #DIV/0! | #DIV/0! | 0 | 0 | 0 | 0 | 0 | 0 | 20 | 34.3 | 0 | #DIV/0! | #DIV/0! | 0 | #N/A |  |  |  | #DIV/0! | [7 empty] | 0 | 0 |  |  |  | 0 |  | 1 | 1
| NIASSA | LAGO | LAGO | Lupiliche | [5 empty] | HC | MoH | SP | 19080.2802 |  | 1 | 1 | No | Collection & Delivery | Fixed & Outreach | [12 empty] | 1 | 1 | 0 | 0 | 0 | 0 | 1 | 20 | 34.3 | 0 | #DIV/0! | 0 | #DIV/0! | #DIV/0! | 0 | 0 | 0 | 0 | 0 | 0 | 20 | 34.3 | 0 | #DIV/0! | #DIV/0! | 0 | #N/A |  |  |  | #DIV/0! | [7 empty] | 0 | 0 |  |  |  | 0 |  | 1 | 1
| NIASSA | LAGO | LAGO | Mandambuzi | [5 empty] | HC | MoH | SP | 7161.7736 |  | 1 | 1 | No | Collection & Delivery | Fixed & Outreach | [12 empty] | 1 | 1 | 0 | 0 | 0 | 0 | 1 | 145 | 0 | 0 | #DIV/0! | 0 | #DIV/0! | #DIV/0! | 0 | 0 | 0 | 0 | 0 | 0 | 145 | 0 | 0 | #DIV/0! | #DIV/0! | 0 | #N/A |  |  |  | #DIV/0! | [7 empty] | 0 | 0 |  |  |  | 0 |  | 1 | 1
| NIASSA | LAGO | LAGO | Maniamba, Lago | [5 empty] | HC | MoH | SP | 9859.6872 |  | 1 | 1 | <8 h | Collection & Delivery | Fixed & Outreach | [12 empty] | 1 | 1 | 0 | 0 | 0 | 0 | 1 | 145 | 0 | 0 | #DIV/0! | 0 | #DIV/0! | #DIV/0! | 0 | 0 | 0 | 0 | 0 | 0 | 145 | 0 | 0 | #DIV/0! | #DIV/0! | 0 | #N/A |  |  |  | #DIV/0! | [7 empty] | 0 | 0 |  |  |  | 0 |  | 1 | 1
| NIASSA | LAGO | LAGO | Mechumua, Lago | [5 empty] | HC | MoH | SP | 10947.3448 |  | 1 | 1 | <8 h | Collection & Delivery | Fixed & Outreach | [12 empty] | 1 | 1 | 0 | 0 | 0 | 0 | 1 | 48 | 0 | 0 | #DIV/0! | 0 | #DIV/0! | #DIV/0! | 0 | 0 | 0 | 0 | 0 | 0 | 48 | 0 | 0 | #DIV/0! | #DIV/0! | 0 | #N/A |  |  |  | #DIV/0! | [7 empty] | 0 | 0 |  |  |  | 0 |  | 1 | 1
| NIASSA | LAGO | LAGO | Meluluca, Lago | [5 empty] | HC | MoH | SP | 22599.1085 |  | 1 | 1 | No | Collection & Delivery | Fixed & Outreach | [12 empty] | 1 | 1 | 0 | 0 | 0 | 0 | 1 | 80.5 | 0 | 0 | #DIV/0! | 0 | #DIV/0! | #DIV/0! | 0 | 0 | 0 | 0 | 0 | 0 | 80.5 | 0 | 0 | #DIV/0! | #DIV/0! | 0 | #N/A |  |  |  | #DIV/0! | [7 empty] | 0 | 0 |  |  |  | 0 |  | 1 | 1
| NIASSA | LAGO | LAGO | Messumba, Lago | [5 empty] | HC | MoH | SP | 4445.3514 |  | 1 | 1 | <8 h | Collection & Delivery | Fixed & Outreach | [12 empty] | 1 | 1 | 0 | 0 | 0 | 0 | 1 | 36 | 34.3 | 0 | #DIV/0! | 0 | #DIV/0! | #DIV/0! | 0 | 0 | 0 | 0 | 0 | 0 | 36 | 34.3 | 0 | #DIV/0! | #DIV/0! | 0 | #N/A |  |  |  | #DIV/0! | [7 empty] | 0 | 0 |  |  |  | 0 |  | 1 | 1
| NIASSA | LAGO | LAGO | Metangula, Lago | [5 empty] | HC | MoH | SP | 5291.3074 |  | 1 | 1 | <8 h | Collection & Delivery | Fixed & Outreach | [12 empty] | 1 | 1 | 0 | 0 | 0 | 0 | 1 | 36 | 34.3 | 0 | #DIV/0! | 0 | #DIV/0! | #DIV/0! | 0 | 0 | 0 | 0 | 0 | 0 | 36 | 34.3 | 0 | #DIV/0! | #DIV/0! | 0 | #N/A |  |  |  | #DIV/0! | [7 empty] | 0 | 0 |  |  |  | 0 |  | 1 | 1
| NIASSA | LAGO | LAGO | Ngofi, Lago | [5 empty] | HC | MoH | SP | 1647.2733 |  | 1 | 1 | No | Collection & Delivery | Fixed & Outreach | [12 empty] | 1 | 1 | 0 | 0 | 0 | 0 | 1 | 55.5 | 0 | 0 | #DIV/0! | 0 | #DIV/0! | #DIV/0! | 0 | 0 | 0 | 0 | 0 | 0 | 55.5 | 0 | 0 | #DIV/0! | #DIV/0! | 0 | #N/A |  |  |  | #DIV/0! | [7 empty] | 0 | 0 |  |  |  | 0 |  | 1 | 1
| NIASSA | LAGO | LAGO | Ngoo, Lago | [5 empty] | HC | MoH | SP | 1844.3364 |  | 1 | 1 | No | Collection & Delivery | Fixed & Outreach | [12 empty] | 1 | 1 | 0 | 0 | 0 | 0 | 1 | 55.5 | 0 | 0 | #DIV/0! | 0 | #DIV/0! | #DIV/0! | 0 | 0 | 0 | 0 | 0 | 0 | 55.5 | 0 | 0 | #DIV/0! | #DIV/0! | 0 | #N/A |  |  |  | #DIV/0! | [7 empty] | 0 | 0 |  |  |  | 0 |  | 1 | 1
| NIASSA | LAGO | LAGO | Nkholongue | [5 empty] | HC | MoH | SP | 6561.8744 |  | 1 | 1 | No | Collection & Delivery | Fixed & Outreach | [12 empty] | 1 | 1 | 0 | 0 | 0 | 0 | 1 | 55.5 | 0 | 0 | #DIV/0! | 0 | #DIV/0! | #DIV/0! | 0 | 0 | 0 | 0 | 0 | 0 | 55.5 | 0 | 0 | #DIV/0! | #DIV/0! | 0 | #N/A |  |  |  | #DIV/0! | [7 empty] | 0 | 0 |  |  |  | 0 |  | 1 | 1
| NIASSA | LAGO | LAGO | Ntumba | [5 empty] | HC | MoH | SP | 2402.8632 |  | 1 | 1 | No | Collection & Delivery | Fixed & Outreach | [12 empty] | 1 | 1 | 0 | 0 | 0 | 0 | 1 | 55.5 | 0 | 0 | #DIV/0! | 0 | #DIV/0! | #DIV/0! | 0 | 0 | 0 | 0 | 0 | 0 | 55.5 | 0 | 0 | #DIV/0! | #DIV/0! | 0 | #N/A |  |  |  | #DIV/0! | [7 empty] | 0 | 0 |  |  |  | 0 |  | 1 | 1
| NIASSA | LAGO | LAGO | Tulo, Lago | [5 empty] | HC | MoH | SP | 6277.7116 |  | 1 | 1 | No | Collection & Delivery | Fixed & Outreach | [12 empty] | 1 | 1 | 0 | 0 | 0 | 0 | 1 | 55.5 | 0 | 0 | #DIV/0! | 0 | #DIV/0! | #DIV/0! | 0 | 0 | 0 | 0 | 0 | 0 | 55.5 | 0 | 0 | #DIV/0! | #DIV/0! | 0 | #N/A |  |  |  | #DIV/0! | [7 empty] | 0 | 0 |  |  |  | 0 |  | 1 | 1
| NIASSA | LAGO | LAGO | Wikihi, Lago | [5 empty] | HC | MoH | SP | 87950.0207 |  | 1 | 1 | No | Collection & Delivery | Fixed & Outreach | [12 empty] | 2 | 2 | 0 | 0 | 0 | 0 | 1 | 161 | 0 | 0 | #DIV/0! | 0 | #DIV/0! | #DIV/0! | 0 | 0 | 0 | 0 | 0 | 0 | 161 | 0 | 0 | #DIV/0! | #DIV/0! | 0 | #N/A |  |  |  | #DIV/0! | [7 empty] | 0 | 0 |  |  |  | 0 |  | 1 | 1
| NIASSA | MANDIMBA | MANDIMBA | Depósito D. MANDIMBA | [5 empty] | DVS | MoH | LD | 230176 | 257 | 1 | 1 | 8-16 h | Collection & Delivery | No vaccination | [12 empty] | 2 | 2 | 0 | 0 | 0 | 0 | 1 | 136 | 0 | 0 | #DIV/0! | #DIV/0! | #DIV/0! | #DIV/0! | 0 | 0 | 0 | 0 | 0 | 0 | 136 | 0 | 0 | #DIV/0! | #DIV/0! | 0 | #N/A |  |  |  | #DIV/0! | [5 empty] | Extens_Electric | #DIV/0! | 0 | #N/A |  |  |  | 0 |  | 0 | 0
| NIASSA | MANDIMBA | MANDIMBA | C.S. de Lipúsia, Mandimba | [5 empty] | HC | MoH | SP | 23299.1724 |  | 1 | 1 | No | Collection & Delivery | Fixed & Outreach | [12 empty] | 1 | 1 | 0 | 0 | 0 | 0 | 1 | 0 | 0 | 0 | #DIV/0! | 0 | #DIV/0! | #DIV/0! | 0 | 0 | 0 | 0 | 0 | 0 | 0 | 0 | 0 | #DIV/0! | #DIV/0! | 0 | #N/A |  |  |  | #DIV/0! | [7 empty] | 0 | 0 |  |  |  | 0 |  | 1 | 1
| NIASSA | MANDIMBA | MANDIMBA | Chanica | [5 empty] | HC | MoH | SP | 25416.7841 |  | 1 | 1 | No | Collection & Delivery | Fixed & Outreach | [12 empty] | 1 | 1 | 0 | 0 | 0 | 0 | 1 | 36 | 34.3 | 0 | #DIV/0! | 0 | #DIV/0! | #DIV/0! | 0 | 0 | 0 | 0 | 0 | 0 | 36 | 34.3 | 0 | #DIV/0! | #DIV/0! | 0 | #N/A |  |  |  | #DIV/0! | [7 empty] | 0 | 0 |  |  |  | 0 |  | 1 | 1
| NIASSA | MANDIMBA | MANDIMBA | Lissiete, Mandimba | [5 empty] | HC | MoH | SP | 52952.2686 |  | 1 | 1 | No | Collection & Delivery | Fixed & Outreach | [12 empty] | 1 | 1 | 0 | 0 | 0 | 0 | 1 | 0 | 0 | 0 | #DIV/0! | 0 | #DIV/0! | #DIV/0! | 0 | 0 | 0 | 0 | 0 | 0 | 0 | 0 | 0 | #DIV/0! | #DIV/0! | 0 | #N/A |  |  |  | #DIV/0! | [7 empty] | 0 | 0 |  |  |  | 0 |  | 1 | 1
| NIASSA | MANDIMBA | MANDIMBA | Lussangasse | [5 empty] | HC | MoH | SP | 16945.2485 |  | 1 | 1 | No | Collection & Delivery | Fixed & Outreach | [12 empty] | 1 | 1 | 0 | 0 | 0 | 0 | 1 | 80.5 | 0 | 0 | #DIV/0! | 0 | #DIV/0! | #DIV/0! | 0 | 0 | 0 | 0 | 0 | 0 | 80.5 | 0 | 0 | #DIV/0! | #DIV/0! | 0 | #N/A |  |  |  | #DIV/0! | [7 empty] | 0 | 0 |  |  |  | 0 |  | 1 | 1
| NIASSA | MANDIMBA | MANDIMBA | Mandimba, Mandimba | [5 empty] | HC | MoH | SP | 10590.236 |  | 1 | 1 | <8 h | Collection & Delivery | Fixed & Outreach | [12 empty] | 1 | 1 | 0 | 0 | 0 | 0 | 1 | 80.5 | 0 | 0 | #DIV/0! | 0 | #DIV/0! | #DIV/0! | 0 | 0 | 0 | 0 | 0 | 0 | 80.5 | 0 | 0 | #DIV/0! | #DIV/0! | 0 | #N/A |  |  |  | #DIV/0! | [7 empty] | 0 | 0 |  |  |  | 0 |  | 1 | 1
| NIASSA | MANDIMBA | MANDIMBA | Meluluca, Mandimba | [5 empty] | HC | MoH | SP | 21181.5607 |  | 1 | 1 | No | Collection & Delivery | Fixed & Outreach | [12 empty] | 1 | 1 | 0 | 0 | 0 | 0 | 1 | 145 | 0 | 0 | #DIV/0! | 0 | #DIV/0! | #DIV/0! | 0 | 0 | 0 | 0 | 0 | 0 | 145 | 0 | 0 | #DIV/0! | #DIV/0! | 0 | #N/A |  |  |  | #DIV/0! | [7 empty] | 0 | 0 |  |  |  | 0 |  | 1 | 1
| NIASSA | MANDIMBA | MANDIMBA | Mepapa, Mandimba | [5 empty] | HC | MoH | SP | 38125.7205 |  | 1 | 1 | No | Collection & Delivery | Fixed & Outreach | [12 empty] | 1 | 1 | 0 | 0 | 0 | 0 | 1 | 55.5 | 0 | 0 | #DIV/0! | 0 | #DIV/0! | #DIV/0! | 0 | 0 | 0 | 0 | 0 | 0 | 55.5 | 0 | 0 | #DIV/0! | #DIV/0! | 0 | #N/A |  |  |  | #DIV/0! | [7 empty] | 0 | 0 |  |  |  | 0 |  | 1 | 1
| NIASSA | MANDIMBA | MANDIMBA | Mississi, Mandimba | [5 empty] | HC | MoH | SP | 14826.5481 |  | 1 | 1 | No | Collection & Delivery | Fixed & Outreach | [12 empty] | 1 | 1 | 0 | 0 | 0 | 0 | 1 | 55.5 | 0 | 0 | #DIV/0! | 0 | #DIV/0! | #DIV/0! | 0 | 0 | 0 | 0 | 0 | 0 | 55.5 | 0 | 0 | #DIV/0! | #DIV/0! | 0 | #N/A |  |  |  | #DIV/0! | [7 empty] | 0 | 0 |  |  |  | 0 |  | 1 | 1
| NIASSA | MANDIMBA | MANDIMBA | Mitande, Mandimba | [5 empty] | HC | MoH | SP | 1331.5368 |  | 1 | 1 | No | Collection & Delivery | Fixed & Outreach | [12 empty] | 3 | 3 | 0 | 0 | 0 | 0 | 1 | 166.5 | 0 | 0 | #DIV/0! | 0 | #DIV/0! | #DIV/0! | 0 | 0 | 0 | 0 | 0 | 0 | 166.5 | 0 | 0 | #DIV/0! | #DIV/0! | 0 | #N/A |  |  |  | #DIV/0! | [7 empty] | 0 | 0 |  |  |  | 0 |  | 1 | 1
| NIASSA | MANDIMBA | MANDIMBA | Ntembo, Mandimba | [5 empty] | HC | MoH | SP | 2356.0472 |  | 1 | 1 | <8 h | Collection & Delivery | Fixed & Outreach | [12 empty] | 2 | 2 | 0 | 0 | 0 | 0 | 1 | 40 | 68.6 | 0 | #DIV/0! | 0 | #DIV/0! | #DIV/0! | 0 | 0 | 0 | 0 | 0 | 0 | 40 | 68.6 | 0 | #DIV/0! | #DIV/0! | 0 | #N/A |  |  |  | #DIV/0! | [7 empty] | 0 | 0 |  |  |  | 0 |  | 1 | 1
| NIASSA | MARRUPA | MARRUPA | Depósito D. MARRUPA | [5 empty] | DVS | MoH | LD | 121847 | 380 | 1 | 1 | 8-16 h | Collection & Delivery | No vaccination | [12 empty] | 2 | 2 | 0 | 0 | 0 | 0 | 1 | 40 | 68.6 | 0 | #DIV/0! | #DIV/0! | #DIV/0! | #DIV/0! | 0 | 0 | 0 | 0 | 0 | 0 | 40 | 68.6 | 0 | #DIV/0! | #DIV/0! | 0 | #N/A |  |  |  | #DIV/0! | [5 empty] | #DIV/0! | #DIV/0! | 0 | #N/A |  |  |  | #DIV/0! |  | 0 | 0
| NIASSA | MARRUPA | MARRUPA | C.S Nagir | [5 empty] | HC | MoH | SP | 7492.7525 |  | 1 | 1 | No | Collection & Delivery | Fixed & Outreach | [12 empty] | 1 | 1 | 0 | 0 | 0 | 0 | 1 | 20 | 34.3 | 0 | #DIV/0! | 0 | #DIV/0! | #DIV/0! | 0 | 0 | 0 | 0 | 0 | 0 | 20 | 34.3 | 0 | #DIV/0! | #DIV/0! | 0 | #N/A |  |  |  | #DIV/0! | [7 empty] | 0 | 0 |  |  |  | 0 |  | 1 | 1
| NIASSA | MARRUPA | MARRUPA | Cumela, Marrupa | [5 empty] | HC | MoH | SP | 28483.7826 |  | 1 | 1 | <8 h | Collection & Delivery | Fixed & Outreach | [12 empty] | 1 | 1 | 0 | 0 | 0 | 0 | 1 | 20 | 34.3 | 0 | #DIV/0! | 0 | #DIV/0! | #DIV/0! | 0 | 0 | 0 | 0 | 0 | 0 | 20 | 34.3 | 0 | #DIV/0! | #DIV/0! | 0 | #N/A |  |  |  | #DIV/0! | [7 empty] | 0 | 0 |  |  |  | 0 |  | 1 | 1
| NIASSA | MARRUPA | MARRUPA | Marangira, Marrupa | [5 empty] | HC | MoH | SP | 10413.8591 |  | 1 | 1 | <8 h | Collection & Delivery | Fixed & Outreach | [12 empty] | 1 | 1 | 0 | 0 | 0 | 0 | 1 | 20 | 34.3 | 0 | #DIV/0! | 0 | #DIV/0! | #DIV/0! | 0 | 0 | 0 | 0 | 0 | 0 | 20 | 34.3 | 0 | #DIV/0! | #DIV/0! | 0 | #N/A |  |  |  | #DIV/0! | [7 empty] | 0 | 0 |  |  |  | 0 |  | 1 | 1
| NIASSA | MARRUPA | MARRUPA | Marrupa, Marrupa | [5 empty] | HC | MoH | SP | 9423.0999 |  | 1 | 1 | <8 h | Collection & Delivery | Fixed & Outreach | [12 empty] | 1 | 1 | 0 | 0 | 0 | 0 | 1 | 20 | 34.3 | 0 | #DIV/0! | 0 | #DIV/0! | #DIV/0! | 0 | 0 | 0 | 0 | 0 | 0 | 20 | 34.3 | 0 | #DIV/0! | #DIV/0! | 0 | #N/A |  |  |  | #DIV/0! | [7 empty] | 0 | 0 |  |  |  | 0 |  | 1 | 1
| NIASSA | MARRUPA | MARRUPA | Mucuaiaia, Marrupa | [5 empty] | HC | MoH | SP | 6776.3574 |  | 1 | 1 | <8 h | Collection & Delivery | Fixed & Outreach | [12 empty] | 1 | 1 | 0 | 0 | 0 | 0 | 1 | 20 | 34.3 | 0 | #DIV/0! | 0 | #DIV/0! | #DIV/0! | 0 | 0 | 0 | 0 | 0 | 0 | 20 | 34.3 | 0 | #DIV/0! | #DIV/0! | 0 | #N/A |  |  |  | #DIV/0! | [7 empty] | 0 | 0 |  |  |  | 0 |  | 1 | 1
| NIASSA | MARRUPA | MARRUPA | Nungo, Marrupa | [5 empty] | HC | MoH | SP | 13415.5328 |  | 1 | 1 | <8 h | Collection & Delivery | Fixed & Outreach | [12 empty] | 1 | 1 | 0 | 0 | 0 | 0 | 1 | 20 | 34.3 | 0 | #DIV/0! | 0 | #DIV/0! | #DIV/0! | 0 | 0 | 0 | 0 | 0 | 0 | 20 | 34.3 | 0 | #DIV/0! | #DIV/0! | 0 | #N/A |  |  |  | #DIV/0! | [7 empty] | 0 | 0 |  |  |  | 0 |  | 1 | 1
| NIASSA | MARRUPA | MARRUPA | Tumpue, Marrupa | [5 empty] | HC | MoH | SP | 2766.5045 |  | 1 | 1 | No | Collection & Delivery | Fixed & Outreach | [12 empty] | 1 | 1 | 0 | 0 | 0 | 0 | 1 | 105 | 0 | 0 | #DIV/0! | 0 | #DIV/0! | #DIV/0! | 0 | 0 | 0 | 0 | 0 | 0 | 105 | 0 | 0 | #DIV/0! | #DIV/0! | 0 | #N/A |  |  |  | #DIV/0! | [7 empty] | 0 | 0 |  |  |  | 0 |  | 1 | 1
| NIASSA | MARRUPA | MARRUPA | Yaranca, Marrupa | [5 empty] | HC | MoH | SP | 2618.435 |  | 1 | 1 | No | Collection & Delivery | Fixed & Outreach | [12 empty] | 2 | 2 | 0 | 0 | 0 | 0 | 1 | 161 | 0 | 0 | #DIV/0! | 0 | #DIV/0! | #DIV/0! | 0 | 0 | 0 | 0 | 0 | 0 | 161 | 0 | 0 | #DIV/0! | #DIV/0! | 0 | #N/A |  |  |  | #DIV/0! | [7 empty] | 0 | 0 |  |  |  | 0 |  | 1 | 1
| NIASSA | MAÚA | MAÚA | Depósito D. MAÚA | [5 empty] | DVS | MoH | LD | 83174 | 324 | 1 | 1 | 8-16 h | Collection & Delivery | No vaccination | [12 empty] | 1 | 1 | 3 | 0 | 0 | 0 | 1 | 80.5 | 843 | 0 | #DIV/0! | #DIV/0! | #DIV/0! | #DIV/0! | 0 | 0 | 0 | 0 | 0 | 0 | 80.5 | 843 | 0 | #DIV/0! | #DIV/0! | 0 | #N/A |  |  |  | #DIV/0! | [5 empty] | #DIV/0! | #DIV/0! | 0 | #N/A |  |  |  | #DIV/0! |  | 0 | 0
| NIASSA | MAÚA | MAÚA | C.s de muloloua | [5 empty] | HC | MoH | SP | 12226.6218 |  | 1 | 1 | No | Collection & Delivery | Fixed & Outreach | [12 empty] | 1 | 1 | 0 | 0 | 0 | 0 | 1 | 80.5 | 0 | 0 | #DIV/0! | 0 | #DIV/0! | #DIV/0! | 0 | 0 | 0 | 0 | 0 | 0 | 80.5 | 0 | 0 | #DIV/0! | #DIV/0! | 0 | #N/A |  |  |  | #DIV/0! | [7 empty] | 0 | 0 |  |  |  | 0 |  | 1 | 1
| NIASSA | MAÚA | MAÚA | C.s de queta | [5 empty] | HC | MoH | SP | 7035.4791 |  | 1 | 1 | No | Collection & Delivery | Fixed & Outreach | [12 empty] | 1 | 1 | 0 | 0 | 0 | 0 | 1 | 80.5 | 0 | 0 | #DIV/0! | 0 | #DIV/0! | #DIV/0! | 0 | 0 | 0 | 0 | 0 | 0 | 80.5 | 0 | 0 | #DIV/0! | #DIV/0! | 0 | #N/A |  |  |  | #DIV/0! | [7 empty] | 0 | 0 |  |  |  | 0 |  | 1 | 1
| NIASSA | MAÚA | MAÚA | Maiaca, Maúa | [5 empty] | HC | MoH | SP | 10784.0328 |  | 1 | 1 | No | Collection & Delivery | Fixed & Outreach | [12 empty] | 1 | 1 | 0 | 0 | 0 | 0 | 1 | 80.5 | 0 | 0 | #DIV/0! | 0 | #DIV/0! | #DIV/0! | 0 | 0 | 0 | 0 | 0 | 0 | 80.5 | 0 | 0 | #DIV/0! | #DIV/0! | 0 | #N/A |  |  |  | #DIV/0! | [7 empty] | 0 | 0 |  |  |  | 0 |  | 1 | 1
| NIASSA | MAÚA | MAÚA | Muapula, Maúa | [5 empty] | HC | MoH | SP | 2075.1506 |  | 1 | 1 | No | Collection & Delivery | Fixed & Outreach | [12 empty] | 3 | 3 | 0 | 0 | 0 | 0 | 1 | 241.5 | 0 | 0 | #DIV/0! | 0 | #DIV/0! | #DIV/0! | 0 | 0 | 0 | 0 | 0 | 0 | 241.5 | 0 | 0 | #DIV/0! | #DIV/0! | 0 | #N/A |  |  |  | #DIV/0! | [7 empty] | 0 | 0 |  |  |  | 0 |  | 1 | 1
| NIASSA | MAÚA | MAÚA | Mugoma, Maúa | [5 empty] | HC | MoH | SP | 6885.2321 |  | 1 | 1 | <8 h | Collection & Delivery | Fixed & Outreach | [12 empty] | 2 | 2 | 0 | 0 | 0 | 0 | 1 | 161 | 0 | 0 | #DIV/0! | 0 | #DIV/0! | #DIV/0! | 1 | 0 | 0 | 0 | 0 | 1 | 80.5 | 0 | 0 | #DIV/0! | #DIV/0! | 0 | #N/A |  |  |  | #DIV/0! | [7 empty] | 0 | 0 |  |  |  | 0 |  | 1 | 1
| NIASSA | MAVAGO | MAVAGO | Depósito D. MAVAGO | [5 empty] | DVS | MoH | LD | 64049 | 193 | 1 | 1 | 8-16 h | Collection & Delivery | No vaccination | [12 empty] | 1 | 1 | 2 | 0 | 0 | 0 | 1 | 145 | 562 | 0 | #DIV/0! | #DIV/0! | #DIV/0! | #DIV/0! | 0 | 0 | 0 | 0 | 0 | 0 | 145 | 562 | 0 | #DIV/0! | #DIV/0! | 0 | #N/A |  |  |  | #DIV/0! | [5 empty] | #DIV/0! | #DIV/0! | 0 | #N/A |  |  |  | #DIV/0! |  | 0 | 0
| NIASSA | MAVAGO | MAVAGO | Muhoco | [5 empty] | HC | MoH | SP | 16891.9 |  | 1 | 1 | No | Collection & Delivery | Fixed & Outreach | [12 empty] | 0 | 0 | 0 | 0 | 0 | 0 | 0 | 0 | 0 | 0 | #DIV/0! | 0 | #DIV/0! | #DIV/0! | 0 | 0 | 0 | 0 | 0 | 0 | 0 | 0 | 0 | Extens_Solar | #DIV/0! | 0 | #N/A |  |  |  | 0 | [7 empty] | 0 | 0 |  |  |  | 0 |  | 1 | 1
| NIASSA | MAVAGO | MAVAGO | C.S M'sawze, Mavago | [5 empty] | HC | MoH | SP | 1480.6951 |  | 1 | 1 | No | Collection & Delivery | Fixed & Outreach | [12 empty] | 1 | 1 | 0 | 0 | 0 | 0 | 1 | 105 | 0 | 0 | #DIV/0! | 0 | #DIV/0! | #DIV/0! | 0 | 0 | 0 | 0 | 0 | 0 | 105 | 0 | 0 | #DIV/0! | #DIV/0! | 0 | #N/A |  |  |  | #DIV/0! | [7 empty] | 0 | 0 |  |  |  | 0 |  | 1 | 1
| NIASSA | MAVAGO | MAVAGO | Mavago, Mavago | [5 empty] | HC | MoH | SP | 8441.0506 |  | 1 | 1 | <8 h | Collection & Delivery | Fixed & Outreach | [12 empty] | 1 | 1 | 0 | 0 | 0 | 0 | 1 | 145 | 0 | 0 | #DIV/0! | 0 | #DIV/0! | #DIV/0! | 0 | 0 | 0 | 0 | 0 | 0 | 145 | 0 | 0 | #DIV/0! | #DIV/0! | 0 | #N/A |  |  |  | #DIV/0! | [7 empty] | 0 | 0 |  |  |  | 0 |  | 1 | 1
| NIASSA | MAVAGO | MAVAGO | Milepa | [5 empty] | HC | MoH | SP | 12770.995 |  | 1 | 1 | No | Collection & Delivery | Fixed & Outreach | [12 empty] | 1 | 1 | 0 | 0 | 0 | 0 | 1 | 105 | 0 | 0 | #DIV/0! | 0 | #DIV/0! | #DIV/0! | 0 | 0 | 0 | 0 | 0 | 0 | 105 | 0 | 0 | #DIV/0! | #DIV/0! | 0 | #N/A |  |  |  | #DIV/0! | [7 empty] | 0 | 0 |  |  |  | 0 |  | 1 | 1
| NIASSA | MAVAGO | MAVAGO | Nkalapa, Mavago | [5 empty] | HC | MoH | SP | 23418.9345 |  | 1 | 1 | No | Collection & Delivery | Fixed & Outreach | [12 empty] | 1 | 1 | 0 | 0 | 0 | 0 | 1 | 80.5 | 0 | 0 | #DIV/0! | 0 | #DIV/0! | #DIV/0! | 0 | 0 | 0 | 0 | 0 | 0 | 80.5 | 0 | 0 | #DIV/0! | #DIV/0! | 0 | #N/A |  |  |  | #DIV/0! | [7 empty] | 0 | 0 |  |  |  | 0 |  | 1 | 1
| NIASSA | MECANHELAS | MECANHELAS | Depósito D. MECANHELAS | [5 empty] | DVS | MoH | LD | 328208 | 338 | 1 | 1 | 8-16 h | Collection & Delivery | No vaccination | [12 empty] | 0 | 0 | 2 | 0 | 0 | 0 | 0 | 0 | 562 | 0 | #DIV/0! | #DIV/0! | #DIV/0! | #DIV/0! | 0 | 0 | 0 | 0 | 0 | 0 | 0 | 562 | 0 | Extens_Electric | #DIV/0! | 0 | #N/A |  |  |  | 0 | [5 empty] | #DIV/0! | #DIV/0! | 0 | #N/A |  |  |  | #DIV/0! |  | 0 | 0
| NIASSA | MECANHELAS | MECANHELAS | Candulo, Mecanhelas | [5 empty] | HC | MoH | SP | 40871.5388 |  | 1 | 1 | No | Collection & Delivery | Fixed & Outreach | [12 empty] | 1 | 1 | 0 | 0 | 0 | 0 | 1 | 80.5 | 0 | 0 | #DIV/0! | 0 | #DIV/0! | #DIV/0! | 0 | 0 | 0 | 0 | 0 | 0 | 80.5 | 0 | 0 | #DIV/0! | #DIV/0! | 0 | #N/A |  |  |  | #DIV/0! | [7 empty] | 0 | 0 |  |  |  | 0 |  | 1 | 1
| NIASSA | MECANHELAS | MECANHELAS | Caronga, Mecanhelas | [5 empty] | HC | MoH | SP | 34548.0999 |  | 1 | 1 | <8 h | Collection & Delivery | Fixed & Outreach | [12 empty] | 1 | 1 | 0 | 0 | 0 | 0 | 1 | 80.5 | 0 | 0 | #DIV/0! | 0 | #DIV/0! | #DIV/0! | 0 | 0 | 0 | 0 | 0 | 0 | 80.5 | 0 | 0 | #DIV/0! | #DIV/0! | 0 | #N/A |  |  |  | #DIV/0! | [7 empty] | 0 | 0 |  |  |  | 0 |  | 1 | 1
| NIASSA | MECANHELAS | MECANHELAS | Chamba, Mecanhelas | [5 empty] | HC | MoH | SP | 18195.1294 |  | 1 | 1 | No | Collection & Delivery | Fixed & Outreach | [12 empty] | 1 | 1 | 0 | 0 | 0 | 0 | 1 | 80.5 | 0 | 0 | #DIV/0! | 0 | #DIV/0! | #DIV/0! | 0 | 0 | 0 | 0 | 0 | 0 | 80.5 | 0 | 0 | #DIV/0! | #DIV/0! | 0 | #N/A |  |  |  | #DIV/0! | [7 empty] | 0 | 0 |  |  |  | 0 |  | 1 | 1
| NIASSA | MECANHELAS | MECANHELAS | Chissaua, Mecanhelas | [5 empty] | HC | MoH | SP | 41226.4702 |  | 1 | 1 | No | Collection & Delivery | Fixed & Outreach | [12 empty] | 1 | 1 | 0 | 0 | 0 | 0 | 1 | 80.5 | 0 | 0 | #DIV/0! | 0 | #DIV/0! | #DIV/0! | 0 | 0 | 0 | 0 | 0 | 0 | 80.5 | 0 | 0 | #DIV/0! | #DIV/0! | 0 | #N/A |  |  |  | #DIV/0! | [7 empty] | 0 | 0 |  |  |  | 0 |  | 1 | 1
| NIASSA | MECANHELAS | MECANHELAS | Chiuta, Mecanhelas | [5 empty] | HC | MoH | SP | 21928.4407 |  | 1 | 1 | No | Collection & Delivery | Fixed & Outreach | [12 empty] | 1 | 1 | 0 | 0 | 0 | 0 | 1 | 80.5 | 0 | 0 | #DIV/0! | 0 | #DIV/0! | #DIV/0! | 0 | 0 | 0 | 0 | 0 | 0 | 80.5 | 0 | 0 | #DIV/0! | #DIV/0! | 0 | #N/A |  |  |  | #DIV/0! | [7 empty] | 0 | 0 |  |  |  | 0 |  | 1 | 1
| NIASSA | MECANHELAS | MECANHELAS | Entre Lagos, Mecanhelas | [5 empty] | HC | MoH | SP | 3507.9408 |  | 1 | 1 | <8 h | Collection & Delivery | Fixed & Outreach | [12 empty] | 1 | 1 | 0 | 0 | 0 | 0 | 1 | 80.5 | 0 | 0 | #DIV/0! | 0 | #DIV/0! | #DIV/0! | 0 | 0 | 0 | 0 | 0 | 0 | 80.5 | 0 | 0 | #DIV/0! | #DIV/0! | 0 | #N/A |  |  |  | #DIV/0! | [7 empty] | 0 | 0 |  |  |  | 0 |  | 1 | 1
| NIASSA | MECANHELAS | MECANHELAS | Kumulique, Mecanhelas | [5 empty] | HC | MoH | SP | 14134.1054 |  | 1 | 1 | <8 h | Collection & Delivery | Fixed & Outreach | [12 empty] | 1 | 1 | 0 | 0 | 0 | 0 | 1 | 80.5 | 0 | 0 | #DIV/0! | 0 | #DIV/0! | #DIV/0! | 0 | 0 | 0 | 0 | 0 | 0 | 80.5 | 0 | 0 | #DIV/0! | #DIV/0! | 0 | #N/A |  |  |  | #DIV/0! | [7 empty] | 0 | 0 |  |  |  | 0 |  | 1 | 1
| NIASSA | MECANHELAS | MECANHELAS | Mbolera | [5 empty] | HC | MoH | SP | 12884.2246 |  | 1 | 1 | No | Collection & Delivery | Fixed & Outreach | [12 empty] | 1 | 1 | 0 | 0 | 0 | 0 | 1 | 80.5 | 0 | 0 | #DIV/0! | 0 | #DIV/0! | #DIV/0! | 0 | 0 | 0 | 0 | 0 | 0 | 80.5 | 0 | 0 | #DIV/0! | #DIV/0! | 0 | #N/A |  |  |  | #DIV/0! | [7 empty] | 0 | 0 |  |  |  | 0 |  | 1 | 1
| NIASSA | MECANHELAS | MECANHELAS | Mecomera, Mecanhelas | [5 empty] | HC | MoH | SP | 13096.5301 |  | 1 | 1 | No | Collection & Delivery | Fixed & Outreach | [12 empty] | 1 | 1 | 0 | 0 | 0 | 0 | 1 | 80.5 | 0 | 0 | #DIV/0! | 0 | #DIV/0! | #DIV/0! | 0 | 0 | 0 | 0 | 0 | 0 | 80.5 | 0 | 0 | #DIV/0! | #DIV/0! | 0 | #N/A |  |  |  | #DIV/0! | [7 empty] | 0 | 0 |  |  |  | 0 |  | 1 | 1
| NIASSA | MECANHELAS | MECANHELAS | Muhurune, Mecanhelas | [5 empty] | HC | MoH | SP | 14060.0707 |  | 1 | 1 | No | Collection & Delivery | Fixed & Outreach | [12 empty] | 1 | 1 | 0 | 0 | 0 | 0 | 1 | 0 | 0 | 0 | #DIV/0! | 0 | #DIV/0! | #DIV/0! | 1 | 0 | 0 | 0 | 0 | 1 | 0 | 0 | 0 | #DIV/0! | #DIV/0! | 0 | #N/A |  |  |  | #DIV/0! | [7 empty] | 0 | 0 |  |  |  | 0 |  | 1 | 1
| NIASSA | MECANHELAS | MECANHELAS | Nanhumba, Mecanhelas | [5 empty] | HC | MoH | SP | 20805.9432 |  | 1 | 1 | No | Collection & Delivery | Fixed & Outreach | [12 empty] | 1 | 1 | 0 | 0 | 0 | 0 | 1 | 80.5 | 0 | 0 | #DIV/0! | 0 | #DIV/0! | #DIV/0! | 0 | 0 | 0 | 0 | 0 | 0 | 80.5 | 0 | 0 | #DIV/0! | #DIV/0! | 0 | #N/A |  |  |  | #DIV/0! | [7 empty] | 0 | 0 |  |  |  | 0 |  | 1 | 1
| NIASSA | MECANHELAS | MECANHELAS | Naveia | [5 empty] | HC | MoH | SP | 1635.2971 |  | 1 | 1 | No | Collection & Delivery | Fixed & Outreach | [12 empty] | 1 | 1 | 0 | 0 | 0 | 0 | 1 | 55.5 | 0 | 0 | #DIV/0! | 0 | #DIV/0! | #DIV/0! | 0 | 0 | 0 | 0 | 0 | 0 | 55.5 | 0 | 0 | #DIV/0! | #DIV/0! | 0 | #N/A |  |  |  | #DIV/0! | [7 empty] | 0 | 0 |  |  |  | 0 |  | 1 | 1
| NIASSA | MECANHELAS | MECANHELAS | Sales, Mecanhelas | [5 empty] | HC | MoH | SP | 2157.8953 |  | 1 | 1 | No | Collection & Delivery | Fixed & Outreach | [12 empty] | 2 | 2 | 0 | 0 | 0 | 0 | 1 | 136 | 0 | 0 | #DIV/0! | 0 | #DIV/0! | #DIV/0! | 0 | 0 | 0 | 0 | 0 | 0 | 136 | 0 | 0 | #DIV/0! | #DIV/0! | 0 | #N/A |  |  |  | #DIV/0! | [7 empty] | 0 | 0 |  |  |  | 0 |  | 1 | 1
| NIASSA | MECULA | MECULA | Depósito D. MECULA | [5 empty] | DVS | MoH | LD | 35232 | 424 | 1 | 1 | 8-16 h | Collection & Delivery | No vaccination | [12 empty] | 3 | 3 | 0 | 0 | 0 | 0 | 1 | 166.5 | 0 | 0 | #DIV/0! | #DIV/0! | #DIV/0! | #DIV/0! | 0 | 0 | 0 | 0 | 0 | 0 | 166.5 | 0 | 0 | #DIV/0! | #DIV/0! | 0 | #N/A |  |  |  | #DIV/0! | [5 empty] | Extens_Electric | #DIV/0! | 0 | #N/A |  |  |  | 0 |  | 0 | 0
| NIASSA | MECULA | MECULA | C.S Gomba | [5 empty] | HC | MoH | SP | 5097.5105 |  | 1 | 1 | No | Collection & Delivery | Fixed & Outreach | [12 empty] | 1 | 1 | 0 | 0 | 0 | 0 | 1 | 55.5 | 0 | 0 | #DIV/0! | 0 | #DIV/0! | #DIV/0! | 0 | 0 | 0 | 0 | 0 | 0 | 55.5 | 0 | 0 | #DIV/0! | #DIV/0! | 0 | #N/A |  |  |  | #DIV/0! | [7 empty] | 0 | 0 |  |  |  | 0 |  | 1 | 1
| NIASSA | MECULA | MECULA | C.S Naulala | [5 empty] | HC | MoH | SP | 1694.0894 |  | 1 | 1 | No | Collection & Delivery | Fixed & Outreach | [12 empty] | 1 | 1 | 0 | 0 | 0 | 0 | 1 | 55.5 | 0 | 0 | #DIV/0! | 0 | #DIV/0! | #DIV/0! | 0 | 0 | 0 | 0 | 0 | 0 | 55.5 | 0 | 0 | #DIV/0! | #DIV/0! | 0 | #N/A |  |  |  | #DIV/0! | [7 empty] | 0 | 0 |  |  |  | 0 |  | 1 | 1
| NIASSA | MECULA | MECULA | Lugenda, Mecula | [5 empty] | HC | MoH | SP | 1143.1837 |  | 1 | 1 | <8 h | Collection & Delivery | Fixed & Outreach | [12 empty] | 1 | 1 | 0 | 0 | 0 | 0 | 1 | 36 | 34.3 | 0 | #DIV/0! | 0 | #DIV/0! | #DIV/0! | 0 | 0 | 0 | 0 | 0 | 0 | 36 | 34.3 | 0 | #DIV/0! | #DIV/0! | 0 | #N/A |  |  |  | #DIV/0! | [7 empty] | 0 | 0 |  |  |  | 0 |  | 1 | 1
| NIASSA | MECULA | MECULA | Macalange | [5 empty] | HC | MoH | SP | 1534.0436 |  | 1 | 1 | No | Collection & Delivery | Fixed & Outreach | [12 empty] | 1 | 1 | 0 | 0 | 0 | 0 | 1 | 55.5 | 0 | 0 | #DIV/0! | 0 | #DIV/0! | #DIV/0! | 0 | 0 | 0 | 0 | 0 | 0 | 55.5 | 0 | 0 | #DIV/0! | #DIV/0! | 0 | #N/A |  |  |  | #DIV/0! | [7 empty] | 0 | 0 |  |  |  | 0 |  | 1 | 1
| NIASSA | MECULA | MECULA | Matondovela, Mecula | [5 empty] | HC | MoH | SP | 8719.7697 |  | 1 | 1 | No | Collection & Delivery | Fixed & Outreach | [12 empty] | 1 | 1 | 0 | 0 | 0 | 0 | 1 | 80.5 | 0 | 0 | #DIV/0! | 0 | #DIV/0! | #DIV/0! | 0 | 0 | 0 | 0 | 0 | 0 | 80.5 | 0 | 0 | #DIV/0! | #DIV/0! | 0 | #N/A |  |  |  | #DIV/0! | [7 empty] | 0 | 0 |  |  |  | 0 |  | 1 | 1
| NIASSA | MECULA | MECULA | Mbamba, Mecula | [5 empty] | HC | MoH | SP | 11500.4279 |  | 1 | 1 | No | Collection & Delivery | Fixed & Outreach | [12 empty] | 1 | 1 | 0 | 0 | 0 | 0 | 1 | 36 | 34.3 | 0 | #DIV/0! | 0 | #DIV/0! | #DIV/0! | 0 | 0 | 0 | 0 | 0 | 0 | 36 | 34.3 | 0 | #DIV/0! | #DIV/0! | 0 | #N/A |  |  |  | #DIV/0! | [7 empty] | 0 | 0 |  |  |  | 0 |  | 1 | 1
| NIASSA | MECULA | MECULA | Mecula, Mecula | [5 empty] | HC | MoH | SP | 4479.1026 |  | 1 | 1 | <8 h | Collection & Delivery | Fixed & Outreach | [12 empty] | 2 | 2 | 0 | 0 | 0 | 0 | 1 | 116.5 | 34.3 | 0 | #DIV/0! | 0 | #DIV/0! | #DIV/0! | 0 | 0 | 0 | 0 | 0 | 0 | 116.5 | 34.3 | 0 | #DIV/0! | #DIV/0! | 0 | #N/A |  |  |  | #DIV/0! | [7 empty] | 0 | 0 |  |  |  | 0 |  | 1 | 1
| NIASSA | METARICA | METARICA | Depósito D. METARICA | [5 empty] | DVS | MoH | LD | 72625 | 314 | 1 | 1 | 8-16 h | Collection & Delivery | No vaccination | [12 empty] | 2 | 2 | 0 | 0 | 0 | 0 | 1 | 111 | 0 | 0 | #DIV/0! | #DIV/0! | #DIV/0! | #DIV/0! | 0 | 0 | 0 | 0 | 0 | 0 | 111 | 0 | 0 | #DIV/0! | #DIV/0! | 0 | #N/A |  |  |  | #DIV/0! | [5 empty] | Extens_Electric | #DIV/0! | 0 | #N/A |  |  |  | 0 |  | 0 | 0
| NIASSA | METARICA | METARICA | Mecunica | [5 empty] | HC | MoH | SP | 25621.4684 |  | 1 | 1 | No | Collection & Delivery | Fixed & Outreach | [12 empty] | 1 | 1 | 0 | 0 | 0 | 0 | 1 | 80.5 | 0 | 0 | #DIV/0! | 0 | #DIV/0! | #DIV/0! | 0 | 0 | 0 | 0 | 0 | 0 | 80.5 | 0 | 0 | #DIV/0! | #DIV/0! | 0 | #N/A |  |  |  | #DIV/0! | [7 empty] | 0 | 0 |  |  |  | 0 |  | 1 | 1
| NIASSA | METARICA | METARICA | Mepuera | [5 empty] | HC | MoH | SP | 6271.1791 |  | 1 | 1 | No | Collection & Delivery | Fixed & Outreach | [12 empty] | 1 | 1 | 0 | 0 | 0 | 0 | 1 | 0 | 0 | 0 | #DIV/0! | 0 | #DIV/0! | #DIV/0! | 0 | 0 | 0 | 0 | 0 | 0 | 0 | 0 | 0 | #DIV/0! | #DIV/0! | 0 | #N/A |  |  |  | #DIV/0! | [7 empty] | 0 | 0 |  |  |  | 0 |  | 1 | 1
| NIASSA | METARICA | METARICA | Metarica, Metarica | [5 empty] | HC | MoH | SP | 12282.1478 |  | 1 | 1 | <8 h | Collection & Delivery | Fixed & Outreach | [12 empty] | 1 | 1 | 0 | 0 | 0 | 0 | 1 | 55.5 | 0 | 0 | #DIV/0! | 0 | #DIV/0! | #DIV/0! | 0 | 0 | 0 | 0 | 0 | 0 | 55.5 | 0 | 0 | #DIV/0! | #DIV/0! | 0 | #N/A |  |  |  | #DIV/0! | [7 empty] | 0 | 0 |  |  |  | 0 |  | 1 | 1
| NIASSA | METARICA | METARICA | Muhemela, Metarica | [5 empty] | HC | MoH | SP | 13776.9966 |  | 1 | 1 | No | Collection & Delivery | Fixed & Outreach | [12 empty] | 2 | 2 | 0 | 0 | 0 | 0 | 1 | 111 | 0 | 0 | #DIV/0! | 0 | #DIV/0! | #DIV/0! | 0 | 0 | 0 | 0 | 0 | 0 | 111 | 0 | 0 | #DIV/0! | #DIV/0! | 0 | #N/A |  |  |  | #DIV/0! | [7 empty] | 0 | 0 |  |  |  | 0 |  | 1 | 1
| NIASSA | METARICA | METARICA | Nacumua, Metarica | [5 empty] | HC | MoH | SP | 3347.8951 |  | 1 | 1 | No | Collection & Delivery | Fixed & Outreach | [12 empty] | 2 | 2 | 0 | 0 | 0 | 0 | 1 | 145 | 0 | 0 | #DIV/0! | 0 | #DIV/0! | #DIV/0! | 0 | 0 | 0 | 0 | 0 | 0 | 145 | 0 | 0 | #DIV/0! | #DIV/0! | 0 | #N/A |  |  |  | #DIV/0! | [7 empty] | 0 | 0 |  |  |  | 0 |  | 1 | 1
| NIASSA | METARICA | METARICA | Namicunde, Metarica | [5 empty] | HC | MoH | SP | 8547.7478 |  | 1 | 1 | No | Collection & Delivery | Fixed & Outreach | [12 empty] | 0 | 0 | 0 | 0 | 0 | 0 | 0 | 0 | 0 | 0 | #DIV/0! | 0 | #DIV/0! | #DIV/0! | 0 | 0 | 0 | 0 | 0 | 0 | 0 | 0 | 0 | Extens_Solar | #DIV/0! | 0 | #N/A |  |  |  | 0 | [7 empty] | 0 | 0 |  |  |  | 0 |  | 1 | 1
| NIASSA | MUEMBE | MUEMBE | Depósito D. MUEMBE | [5 empty] | DVS | MoH | LD | 58667 | 121 | 1 | 1 | 8-16 h | Collection & Delivery | No vaccination | [12 empty] | 1 | 1 | 1 | 0 | 0 | 0 | 1 | 48 | 281 | 0 | #DIV/0! | #DIV/0! | #DIV/0! | #DIV/0! | 0 | 0 | 0 | 0 | 0 | 0 | 48 | 281 | 0 | #DIV/0! | #DIV/0! | 0 | #N/A |  |  |  | #DIV/0! | [5 empty] | #DIV/0! | #DIV/0! | 0 | #N/A |  |  |  | #DIV/0! |  | 0 | 0
| NIASSA | MUEMBE | MUEMBE | Chiconono, Muembe | [5 empty] | HC | MoH | SP | 7571.1423 |  | 1 | 1 | No | Collection & Delivery | Fixed & Outreach | [12 empty] | 1 | 1 | 0 | 0 | 0 | 0 | 1 | 48 | 0 | 0 | #DIV/0! | 0 | #DIV/0! | #DIV/0! | 0 | 0 | 0 | 0 | 0 | 0 | 48 | 0 | 0 | #DIV/0! | #DIV/0! | 0 | #N/A |  |  |  | #DIV/0! | [7 empty] | 0 | 0 |  |  |  | 0 |  | 1 | 1
| NIASSA | MUEMBE | MUEMBE | Chiuanjota, Muembe | [5 empty] | HC | MoH | SP | 15664.8828 |  | 1 | 1 | No | Collection & Delivery | Fixed & Outreach | [12 empty] | 1 | 0 | 0 | 0 | 0 | 0 | 1 | 0 | 0 | 0 | #DIV/0! | 0 | #DIV/0! | #DIV/0! | 1 | 0 | 0 | 0 | 0 | 1 | 0 | 0 | 0 | #DIV/0! | #DIV/0! | 0 | #N/A |  |  |  | #DIV/0! | [7 empty] | 0 | 0 |  |  |  | 0 |  | 1 | 1
| NIASSA | MUEMBE | MUEMBE | Lutuesse, Muembe | [5 empty] | HC | MoH | SP | 7491.6638 |  | 1 | 1 | No | Collection & Delivery | Fixed & Outreach | [12 empty] | 1 | 1 | 0 | 0 | 0 | 0 | 1 | 80.5 | 0 | 0 | #DIV/0! | 0 | #DIV/0! | #DIV/0! | 0 | 0 | 0 | 0 | 0 | 0 | 80.5 | 0 | 0 | #DIV/0! | #DIV/0! | 0 | #N/A |  |  |  | #DIV/0! | [7 empty] | 0 | 0 |  |  |  | 0 |  | 1 | 1
| NIASSA | MUEMBE | MUEMBE | Muembe, Muembe | [5 empty] | HC | MoH | SP | 3745.2875 |  | 1 | 1 | <8 h | Collection & Delivery | Fixed & Outreach | [12 empty] | 1 | 1 | 0 | 0 | 0 | 0 | 1 | 48 | 0 | 0 | #DIV/0! | 0 | #DIV/0! | #DIV/0! | 0 | 0 | 0 | 0 | 0 | 0 | 48 | 0 | 0 | #DIV/0! | #DIV/0! | 0 | #N/A |  |  |  | #DIV/0! | [7 empty] | 0 | 0 |  |  |  | 0 |  | 1 | 1
| NIASSA | MUEMBE | MUEMBE | Nzizi, Muembe | [5 empty] | HC | MoH | SP | 15098.7347 |  | 1 | 1 | No | Collection & Delivery | Fixed & Outreach | [12 empty] | 1 | 0 | 0 | 0 | 0 | 0 | 1 | 0 | 0 | 0 | #DIV/0! | 0 | #DIV/0! | #DIV/0! | 1 | 0 | 0 | 0 | 0 | 1 | 0 | 0 | 0 | #DIV/0! | #DIV/0! | 0 | #N/A |  |  |  | #DIV/0! | [7 empty] | 0 | 0 |  |  |  | 0 |  | 1 | 1
| NIASSA | NGAÚMA | NGAÚMA | Depósito D. NGAÚMA | [5 empty] | DVS | MoH | LD | 125742 | 206 | 1 | 1 | 8-16 h | Collection & Delivery | No vaccination | [12 empty] | 2 | 0 | 0 | 0 | 0 | 0 | 1 | 0 | 0 | 0 | #DIV/0! | #DIV/0! | #DIV/0! | #DIV/0! | 2 | 0 | 0 | 0 | 0 | 2 | 0 | 0 | 0 | #DIV/0! | #DIV/0! | 0 | #N/A |  |  |  | #DIV/0! | [5 empty] | Extens_Electric | #DIV/0! | 0 | #N/A |  |  |  | 0 |  | 0 | 0
| NIASSA | NGAÚMA | NGAÚMA | Centro de saude de Chicoa | [5 empty] | HC | MoH | SP | 17115.093 |  | 1 | 1 | No | Collection & Delivery | Fixed & Outreach | [12 empty] | 1 | 1 | 0 | 0 | 0 | 0 | 1 | 48 | 0 | 0 | #DIV/0! | 0 | #DIV/0! | #DIV/0! | 0 | 0 | 0 | 0 | 0 | 0 | 48 | 0 | 0 | #DIV/0! | #DIV/0! | 0 | #N/A |  |  |  | #DIV/0! | [7 empty] | 0 | 0 |  |  |  | 0 |  | 1 | 1
| NIASSA | NGAÚMA | NGAÚMA | Chiguaja, N'gauma | [5 empty] | HC | MoH | SP | 17267.5175 |  | 1 | 1 | No | Collection & Delivery | Fixed & Outreach | [12 empty] | 1 | 1 | 0 | 0 | 0 | 0 | 1 | 105 | 0 | 0 | #DIV/0! | 0 | #DIV/0! | #DIV/0! | 0 | 0 | 0 | 0 | 0 | 0 | 105 | 0 | 0 | #DIV/0! | #DIV/0! | 0 | #N/A |  |  |  | #DIV/0! | [7 empty] | 0 | 0 |  |  |  | 0 |  | 1 | 1
| NIASSA | NGAÚMA | NGAÚMA | Chissimbir, N'gauma | [5 empty] | HC | MoH | SP | 19397.1054 |  | 1 | 1 | No | Collection & Delivery | Fixed & Outreach | [12 empty] | 1 | 1 | 0 | 0 | 0 | 0 | 1 | 55.5 | 0 | 0 | #DIV/0! | 0 | #DIV/0! | #DIV/0! | 0 | 0 | 0 | 0 | 0 | 0 | 55.5 | 0 | 0 | #DIV/0! | #DIV/0! | 0 | #N/A |  |  |  | #DIV/0! | [7 empty] | 0 | 0 |  |  |  | 0 |  | 1 | 1
| NIASSA | NGAÚMA | NGAÚMA | Itepela, N'gauma | [5 empty] | HC | MoH | SP | 3247.7304 |  | 1 | 1 | No | Collection & Delivery | Fixed & Outreach | [12 empty] | 1 | 1 | 0 | 0 | 0 | 0 | 1 | 55.5 | 0 | 0 | #DIV/0! | 0 | #DIV/0! | #DIV/0! | 0 | 0 | 0 | 0 | 0 | 0 | 55.5 | 0 | 0 | #DIV/0! | #DIV/0! | 0 | #N/A |  |  |  | #DIV/0! | [7 empty] | 0 | 0 |  |  |  | 0 |  | 1 | 1
| NIASSA | NGAÚMA | NGAÚMA | Luelela, N'gauma | [5 empty] | HC | MoH | SP | 24299.7303 |  | 1 | 1 | No | Collection & Delivery | Fixed & Outreach | [12 empty] | 1 | 1 | 0 | 0 | 0 | 0 | 1 | 55.5 | 0 | 0 | #DIV/0! | 0 | #DIV/0! | #DIV/0! | 0 | 0 | 0 | 0 | 0 | 0 | 55.5 | 0 | 0 | #DIV/0! | #DIV/0! | 0 | #N/A |  |  |  | #DIV/0! | [7 empty] | 0 | 0 |  |  |  | 0 |  | 1 | 1
| NIASSA | NGAÚMA | NGAÚMA | Lupalane, N'gauma | [5 empty] | HC | MoH | SP | 18910.4358 |  | 1 | 1 | No | Collection & Delivery | Fixed & Outreach | [12 empty] | 1 | 1 | 0 | 0 | 0 | 0 | 1 | 48 | 0 | 0 | #DIV/0! | 0 | #DIV/0! | #DIV/0! | 0 | 0 | 0 | 0 | 0 | 0 | 48 | 0 | 0 | #DIV/0! | #DIV/0! | 0 | #N/A |  |  |  | #DIV/0! | [7 empty] | 0 | 0 |  |  |  | 0 |  | 1 | 1
| NIASSA | NGAÚMA | NGAÚMA | Massangulo, N'gauma | [5 empty] | HC | MoH | SP | 2742.5521 |  | 1 | 1 | <8 h | Collection & Delivery | Fixed & Outreach | [12 empty] | 1 | 1 | 0 | 0 | 0 | 0 | 1 | 80.5 | 0 | 0 | #DIV/0! | 0 | #DIV/0! | #DIV/0! | 0 | 0 | 0 | 0 | 0 | 0 | 80.5 | 0 | 0 | #DIV/0! | #DIV/0! | 0 | #N/A |  |  |  | #DIV/0! | [7 empty] | 0 | 0 |  |  |  | 0 |  | 1 | 1
| NIASSA | NGAÚMA | NGAÚMA | Ngauma, N'gauma | [5 empty] | HC | MoH | SP | 5332.6797 |  | 1 | 1 | No | Collection & Delivery | Fixed & Outreach | [12 empty] | 1 | 0 | 0 | 0 | 0 | 0 | 1 | 0 | 0 | 0 | #DIV/0! | 0 | #DIV/0! | #DIV/0! | 1 | 0 | 0 | 0 | 0 | 1 | 0 | 0 | 0 | #DIV/0! | #DIV/0! | 0 | #N/A |  |  |  | #DIV/0! | [7 empty] | 0 | 0 |  |  |  | 0 |  | 1 | 1
| NIASSA | NIPEPE | NIPEPE | Depósito D. NIPEPE | [5 empty] | DVS | MoH | LD | 40211.7585 | 414 | 1 | 1 | 8-16 h | Collection & Delivery | No vaccination | [12 empty] | 3 | 3 | 0 | 0 | 0 | 0 | 1 | 306 | 0 | 0 | #DIV/0! | #DIV/0! | #DIV/0! | #DIV/0! | 0 | 0 | 0 | 0 | 0 | 0 | 306 | 0 | 0 | #DIV/0! | #DIV/0! | 0 | #N/A |  |  |  | #DIV/0! | [5 empty] | Extens_Electric | #DIV/0! | 0 | #N/A |  |  |  | 0 |  | 0 | 0
| NIASSA | NIPEPE | NIPEPE | C.s de natil | [5 empty] | HC | MoH | SP | 1289.0757 |  | 1 | 1 | No | Collection & Delivery | Fixed & Outreach | [12 empty] | 1 | 1 | 0 | 0 | 0 | 0 | 1 | 145 | 0 | 0 | #DIV/0! | 0 | #DIV/0! | #DIV/0! | 0 | 0 | 0 | 0 | 0 | 0 | 145 | 0 | 0 | #DIV/0! | #DIV/0! | 0 | #N/A |  |  |  | #DIV/0! | [7 empty] | 0 | 0 |  |  |  | 0 |  | 1 | 1
| NIASSA | NIPEPE | NIPEPE | Cheia Cheia, Nipepe | [5 empty] | HC | MoH | SP | 3792.1036 |  | 1 | 1 | No | Collection & Delivery | Fixed & Outreach | [12 empty] | 1 | 1 | 0 | 0 | 0 | 0 | 1 | 145 | 0 | 0 | #DIV/0! | 0 | #DIV/0! | #DIV/0! | 0 | 0 | 0 | 0 | 0 | 0 | 145 | 0 | 0 | #DIV/0! | #DIV/0! | 0 | #N/A |  |  |  | #DIV/0! | [7 empty] | 0 | 0 |  |  |  | 0 |  | 1 | 1
| NIASSA | NIPEPE | NIPEPE | Manlia | [5 empty] | HC | MoH | SP | 3388.1787 |  | 1 | 1 | No | Collection & Delivery | Fixed & Outreach | [12 empty] | 1 | 1 | 0 | 0 | 0 | 0 | 1 | 150 | 150 | 0 | #DIV/0! | 0 | #DIV/0! | #DIV/0! | 0 | 0 | 0 | 0 | 0 | 0 | 150 | 150 | 0 | #DIV/0! | #DIV/0! | 0 | #N/A |  |  |  | #DIV/0! | [7 empty] | 0 | 0 |  |  |  | 0 |  | 1 | 1
| NIASSA | NIPEPE | NIPEPE | Metarica-Lurio, Nipepe | [5 empty] | HC | MoH | SP | 1509.0025 |  | 1 | 1 | No | Collection & Delivery | Fixed & Outreach | [12 empty] | 1 | 1 | 0 | 0 | 0 | 0 | 1 | 55.5 | 0 | 0 | #DIV/0! | 0 | #DIV/0! | #DIV/0! | 0 | 0 | 0 | 0 | 0 | 0 | 55.5 | 0 | 0 | #DIV/0! | #DIV/0! | 0 | #N/A |  |  |  | #DIV/0! | [7 empty] | 0 | 0 |  |  |  | 0 |  | 1 | 1
| NIASSA | NIPEPE | NIPEPE | Muluco, Nipepe | [5 empty] | HC | MoH | SP | 21686.739 |  | 1 | 1 | No | Collection & Delivery | Fixed & Outreach | [12 empty] | 1 | 1 | 0 | 0 | 0 | 0 | 1 | 55.5 | 0 | 0 | #DIV/0! | 0 | #DIV/0! | #DIV/0! | 0 | 0 | 0 | 0 | 0 | 0 | 55.5 | 0 | 0 | #DIV/0! | #DIV/0! | 0 | #N/A |  |  |  | #DIV/0! | [7 empty] | 0 | 0 |  |  |  | 0 |  | 1 | 1
| NIASSA | NIPEPE | NIPEPE | Napalavi, Nipepe | [5 empty] | HC | MoH | SP | 1278.1882 |  | 1 | 1 | No | Collection & Delivery | Fixed & Outreach | [12 empty] | 1 | 1 | 0 | 0 | 0 | 0 | 1 | 150 | 150 | 0 | #DIV/0! | 0 | #DIV/0! | #DIV/0! | 0 | 0 | 0 | 0 | 0 | 0 | 150 | 150 | 0 | #DIV/0! | #DIV/0! | 0 | #N/A |  |  |  | #DIV/0! | [7 empty] | 0 | 0 |  |  |  | 0 |  | 1 | 1
| NIASSA | NIPEPE | NIPEPE | Nipepe, Nipepe | [5 empty] | HC | MoH | SP | 1345.6905 |  | 1 | 1 | <8 h | Collection & Delivery | Fixed & Outreach | [12 empty] | 1 | 1 | 0 | 0 | 0 | 0 | 1 | 55.5 | 0 | 0 | #DIV/0! | 0 | #DIV/0! | #DIV/0! | 0 | 0 | 0 | 0 | 0 | 0 | 55.5 | 0 | 0 | #DIV/0! | #DIV/0! | 0 | #N/A |  |  |  | #DIV/0! | [7 empty] | 0 | 0 |  |  |  | 0 |  | 1 | 1
| NIASSA | NIPEPE | NIPEPE | Nveriua, Nipepe | [5 empty] | HC | MoH | SP | 2677.2273 |  | 1 | 1 | <8 h | Collection & Delivery | Fixed & Outreach | [12 empty] | 1 | 1 | 0 | 0 | 0 | 0 | 1 | 55.5 | 0 | 0 | #DIV/0! | 0 | #DIV/0! | #DIV/0! | 0 | 0 | 0 | 0 | 0 | 0 | 55.5 | 0 | 0 | #DIV/0! | #DIV/0! | 0 | #N/A |  |  |  | #DIV/0! | [7 empty] | 0 | 0 |  |  |  | 0 |  | 1 | 1
| NIASSA | NIPEPE | NIPEPE | Uachila | [5 empty] | HC | MoH | SP | 3245.5529 |  | 1 | 1 | No | Collection & Delivery | Fixed & Outreach | [12 empty] | 1 | 1 | 0 | 0 | 0 | 0 | 1 | 48 | 0 | 0 | #DIV/0! | 0 | #DIV/0! | #DIV/0! | 1 | 0 | 0 | 0 | 0 | 1 | 0 | 0 | 0 | #DIV/0! | #DIV/0! | 0 | #N/A |  |  |  | #DIV/0! | [7 empty] | 0 | 0 |  |  |  | 0 |  | 1 | 1
| NIASSA | SANGA | SANGA | Depósito D. SANGA | [5 empty] | DVS | MoH | LD | 134881 | 126 | 1 | 1 | 8-16 h | Collection & Delivery | No vaccination | [12 empty] | 3 | 3 | 0 | 0 | 0 | 0 | 1 | 256 | 0 | 0 | #DIV/0! | #DIV/0! | #DIV/0! | #DIV/0! | 0 | 0 | 0 | 0 | 0 | 0 | 256 | 0 | 0 | #DIV/0! | #DIV/0! | 0 | #N/A |  |  |  | #DIV/0! | [5 empty] | Extens_Electric | #DIV/0! | 0 | #N/A |  |  |  | 0 |  | 0 | 0
| NIASSA | SANGA | SANGA | C.S II º Congresso, Sanga | [5 empty] | HC | MoH | SP | 8925.5428 |  | 1 | 1 | <8 h | Collection & Delivery | Fixed & Outreach | [12 empty] | 1 | 1 | 0 | 0 | 0 | 0 | 1 | 105 | 0 | 0 | #DIV/0! | 0 | #DIV/0! | #DIV/0! | 0 | 0 | 0 | 0 | 0 | 0 | 105 | 0 | 0 | #DIV/0! | #DIV/0! | 0 | #N/A |  |  |  | #DIV/0! | [7 empty] | 0 | 0 |  |  |  | 0 |  | 1 | 1
| NIASSA | SANGA | SANGA | Chitula, Sanga | [5 empty] | HC | MoH | SP | 4382.2042 |  | 1 | 1 | No | Collection & Delivery | Fixed & Outreach | [12 empty] | 1 | 0 | 0 | 0 | 0 | 0 | 1 | 0 | 0 | 0 | #DIV/0! | 0 | #DIV/0! | #DIV/0! | 1 | 0 | 0 | 0 | 0 | 1 | 0 | 0 | 0 | #DIV/0! | #DIV/0! | 0 | #N/A |  |  |  | #DIV/0! | [7 empty] | 0 | 0 |  |  |  | 0 |  | 1 | 1
| NIASSA | SANGA | SANGA | Licole, Sanga | [5 empty] | HC | MoH | SP | 8925.5428 |  | 1 | 1 | No | Collection & Delivery | Fixed & Outreach | [12 empty] | 1 | 1 | 0 | 0 | 0 | 0 | 1 | 0 | 0 | 0 | #DIV/0! | 0 | #DIV/0! | #DIV/0! | 0 | 0 | 0 | 0 | 0 | 0 | 0 | 0 | 0 | #DIV/0! | #DIV/0! | 0 | #N/A |  |  |  | #DIV/0! | [7 empty] | 0 | 0 |  |  |  | 0 |  | 1 | 1
| NIASSA | SANGA | SANGA | Lumbiza, Sanga | [5 empty] | HC | MoH | SP | 11491.718 |  | 1 | 1 | <8 h | Collection & Delivery | Fixed & Outreach | [12 empty] | 1 | 1 | 0 | 0 | 0 | 0 | 1 | 145 | 0 | 0 | #DIV/0! | 0 | #DIV/0! | #DIV/0! | 0 | 0 | 0 | 0 | 0 | 0 | 145 | 0 | 0 | #DIV/0! | #DIV/0! | 0 | #N/A |  |  |  | #DIV/0! | [7 empty] | 0 | 0 |  |  |  | 0 |  | 1 | 1
| NIASSA | SANGA | SANGA | Macaloge, Sanga | [5 empty] | HC | MoH | SP | 2434.4369 |  | 1 | 1 | No | Collection & Delivery | Fixed & Outreach | [12 empty] | 1 | 1 | 0 | 0 | 0 | 0 | 1 | 145 | 0 | 0 | #DIV/0! | 0 | #DIV/0! | #DIV/0! | 0 | 0 | 0 | 0 | 0 | 0 | 145 | 0 | 0 | #DIV/0! | #DIV/0! | 0 | #N/A |  |  |  | #DIV/0! | [7 empty] | 0 | 0 |  |  |  | 0 |  | 1 | 1
| NIASSA | SANGA | SANGA | Malemia, Sanga | [5 empty] | HC | MoH | SP | 3245.5529 |  | 1 | 1 | No | Collection & Delivery | Fixed & Outreach | [12 empty] | 1 | 1 | 0 | 0 | 0 | 0 | 1 | 0 | 0 | 0 | #DIV/0! | 0 | #DIV/0! | #DIV/0! | 0 | 0 | 0 | 0 | 0 | 0 | 0 | 0 | 0 | #DIV/0! | #DIV/0! | 0 | #N/A |  |  |  | #DIV/0! | [7 empty] | 0 | 0 |  |  |  | 0 |  | 1 | 1
| NIASSA | SANGA | SANGA | Maumbica, Sanga | [5 empty] | HC | MoH | SP | 11359.9797 |  | 1 | 1 | <8 h | Collection & Delivery | Fixed & Outreach | [12 empty] | 1 | 1 | 0 | 0 | 0 | 0 | 1 | 80.5 | 0 | 0 | #DIV/0! | 0 | #DIV/0! | #DIV/0! | 0 | 0 | 0 | 0 | 0 | 0 | 80.5 | 0 | 0 | #DIV/0! | #DIV/0! | 0 | #N/A |  |  |  | #DIV/0! | [7 empty] | 0 | 0 |  |  |  | 0 |  | 1 | 1
| NIASSA | SANGA | SANGA | Mbemba, Sanga | [5 empty] | HC | MoH | SP | 4868.8738 |  | 1 | 1 | No | Collection & Delivery | Fixed & Outreach | [12 empty] | 1 | 0 | 0 | 0 | 0 | 0 | 1 | 0 | 0 | 0 | #DIV/0! | 0 | #DIV/0! | #DIV/0! | 1 | 0 | 0 | 0 | 0 | 1 | 0 | 0 | 0 | #DIV/0! | #DIV/0! | 0 | #N/A |  |  |  | #DIV/0! | [7 empty] | 0 | 0 |  |  |  | 0 |  | 1 | 1
| NIASSA | SANGA | SANGA | Nassenhenje, Sanga | [5 empty] | HC | MoH | SP | 16498.8625 |  | 1 | 1 | <8 h | Collection & Delivery | Fixed & Outreach | [12 empty] | 1 | 1 | 0 | 0 | 0 | 0 | 1 | 55.5 | 0 | 0 | #DIV/0! | 0 | #DIV/0! | #DIV/0! | 0 | 0 | 0 | 0 | 0 | 0 | 55.5 | 0 | 0 | #DIV/0! | #DIV/0! | 0 | #N/A |  |  |  | #DIV/0! | [7 empty] | 0 | 0 |  |  |  | 0 |  | 1 | 1
| NIASSA | SANGA | SANGA | Ngongote | [5 empty] | HC | MoH | SP | 33250.3142 |  | 1 | 1 | <8 h | Collection & Delivery | Fixed & Outreach | [12 empty] | 2 | 2 | 0 | 0 | 0 | 0 | 1 | 200.5 | 0 | 0 | #DIV/0! | 0 | #DIV/0! | #DIV/0! | 0 | 0 | 0 | 0 | 0 | 0 | 200.5 | 0 | 0 | #DIV/0! | #DIV/0! | 0 | #N/A |  |  |  | #DIV/0! | [7 empty] | 0 | 0 |  |  |  | 0 |  | 1 | 1
| NAMPULA | NAMPULA | CIDADE DE NAMPULA | Armazém Provincial de Vacinas de Nampula | [5 empty] | PVS | MoH | SN1 | 7934245 | 100 | 1 | 1 | >16 h | Collection & Delivery | No vaccination | [12 empty] | 2 | 2 | 2 | 0 | 5 | 1 | 1 | 41903.7363 | 5486 | 0 | #DIV/0! | #DIV/0! | #DIV/0! | #DIV/0! | 0 | 0 | 0 | 0 | 0 | 0 | 41903.7363 | 5486 | 0 | #DIV/0! | #DIV/0! | 0 | #N/A |  |  |  | #DIV/0! | [5 empty] | #DIV/0! | #DIV/0! | 0 | #N/A |  |  |  | #DIV/0! |  | 0 | 0
| NAMPULA | ANGOCHE | ANGOCHE | Depósito D. ANGOCHE "Intermediário" | [5 empty] | DVS | MoH | LD | 371012.8308 | 174 | 1 | 1 | 8-16 h | Collection & Delivery | No vaccination | [12 empty] | 3 | 3 | 2 | 0 | 1 | 0 | 1 | 5810 | 562 | 0 | #DIV/0! | #DIV/0! | #DIV/0! | #DIV/0! | 0 | 0 | 0 | 0 | 0 | 0 | 5810 | 562 | 0 | #DIV/0! | #DIV/0! | 0 | #N/A |  |  |  | #DIV/0! | [5 empty] | #DIV/0! | #DIV/0! | 0 | #N/A |  |  |  | #DIV/0! |  | 0 | 0
| NAMPULA | ANGOCHE | ANGOCHE | CS Abue | [5 empty] | HC | MoH | SP | 5666.7162 |  | 1 | 1 | No | Collection & Delivery | Fixed & Outreach | [12 empty] | 1 | 1 | 0 | 0 | 0 | 0 | 1 | 55.5 | 0 | 0 | #DIV/0! | 0 | #DIV/0! | #DIV/0! | 0 | 0 | 0 | 0 | 0 | 0 | 55.5 | 0 | 0 | #DIV/0! | #DIV/0! | 0 | #N/A |  |  |  | #DIV/0! | [7 empty] | 0 | 0 |  |  |  | 0 |  | 1 | 1
| NAMPULA | ANGOCHE | ANGOCHE | CS Catamoio | [5 empty] | HC | MoH | SP | 26410.8487 |  | 1 | 1 | No | Collection & Delivery | Fixed & Outreach | [12 empty] | 1 | 1 | 0 | 0 | 0 | 0 | 1 | 55.5 | 0 | 0 | #DIV/0! | 0 | #DIV/0! | #DIV/0! | 0 | 0 | 0 | 0 | 0 | 0 | 55.5 | 0 | 0 | #DIV/0! | #DIV/0! | 0 | #N/A |  |  |  | #DIV/0! | [7 empty] | 0 | 0 |  |  |  | 0 |  | 1 | 1
| NAMPULA | ANGOCHE | ANGOCHE | CS Gelo | [5 empty] | HC | MoH | SP | 13599.4711 |  | 1 | 1 | No | Collection & Delivery | Fixed & Outreach | [12 empty] | 1 | 1 | 0 | 0 | 0 | 0 | 1 | 55.5 | 0 | 0 | #DIV/0! | 0 | #DIV/0! | #DIV/0! | 0 | 0 | 0 | 0 | 0 | 0 | 55.5 | 0 | 0 | #DIV/0! | #DIV/0! | 0 | #N/A |  |  |  | #DIV/0! | [7 empty] | 0 | 0 |  |  |  | 0 |  | 1 | 1
| NAMPULA | ANGOCHE | ANGOCHE | CS Inguri | [5 empty] | HC | MoH | SP | 11020.3541 |  | 1 | 1 | <8 h | Collection & Delivery | Fixed & Outreach | [12 empty] | 1 | 1 | 0 | 0 | 0 | 0 | 1 | 145 | 0 | 0 | #DIV/0! | 0 | #DIV/0! | #DIV/0! | 0 | 0 | 0 | 0 | 0 | 0 | 145 | 0 | 0 | #DIV/0! | #DIV/0! | 0 | #N/A |  |  |  | #DIV/0! | [7 empty] | 0 | 0 |  |  |  | 0 |  | 1 | 1
| NAMPULA | ANGOCHE | ANGOCHE | CS Josina Machel | [5 empty] | HC | MoH | SP | 6031.6143 |  | 1 | 1 | <8 h | Collection & Delivery | Fixed & Outreach | [12 empty] | 1 | 1 | 0 | 0 | 0 | 0 | 1 | 145 | 0 | 0 | #DIV/0! | 0 | #DIV/0! | #DIV/0! | 0 | 0 | 0 | 0 | 0 | 0 | 145 | 0 | 0 | #DIV/0! | #DIV/0! | 0 | #N/A |  |  |  | #DIV/0! | [7 empty] | 0 | 0 |  |  |  | 0 |  | 1 | 1
| NAMPULA | ANGOCHE | ANGOCHE | CS Malatane | [5 empty] | HC | MoH | SP | 16569.3961 |  | 1 | 1 | <8 h | Collection & Delivery | Fixed & Outreach | [12 empty] | 1 | 1 | 0 | 0 | 0 | 0 | 1 | 145 | 0 | 0 | #DIV/0! | 0 | #DIV/0! | #DIV/0! | 0 | 0 | 0 | 0 | 0 | 0 | 145 | 0 | 0 | #DIV/0! | #DIV/0! | 0 | #N/A |  |  |  | #DIV/0! | [7 empty] | 0 | 0 |  |  |  | 0 |  | 1 | 1
| NAMPULA | ANGOCHE | ANGOCHE | CS Mepapata | [5 empty] | HC | MoH | SP | 12437.8428 |  | 1 | 1 | No | Collection & Delivery | Fixed & Outreach | [12 empty] | 1 | 1 | 0 | 0 | 0 | 0 | 1 | 55.5 | 0 | 0 | #DIV/0! | 0 | #DIV/0! | #DIV/0! | 0 | 0 | 0 | 0 | 0 | 0 | 55.5 | 0 | 0 | #DIV/0! | #DIV/0! | 0 | #N/A |  |  |  | #DIV/0! | [7 empty] | 0 | 0 |  |  |  | 0 |  | 1 | 1
| NAMPULA | ANGOCHE | ANGOCHE | Cs Mirepe | [5 empty] | HC | MoH | SP | 13221.618 |  | 1 | 1 | No | Collection & Delivery | Fixed & Outreach | [12 empty] | 1 | 1 | 0 | 0 | 0 | 0 | 1 | 55.5 | 0 | 0 | #DIV/0! | 0 | #DIV/0! | #DIV/0! | 0 | 0 | 0 | 0 | 0 | 0 | 55.5 | 0 | 0 | #DIV/0! | #DIV/0! | 0 | #N/A |  |  |  | #DIV/0! | [7 empty] | 0 | 0 |  |  |  | 0 |  | 1 | 1
| NAMPULA | ANGOCHE | ANGOCHE | CS Mirrere | [5 empty] | HC | MoH | SP | 24838.98 |  | 1 | 1 | No | Collection & Delivery | Fixed & Outreach | [12 empty] | 1 | 1 | 0 | 0 | 0 | 0 | 1 | 55.5 | 0 | 0 | #DIV/0! | 0 | #DIV/0! | #DIV/0! | 0 | 0 | 0 | 0 | 0 | 0 | 55.5 | 0 | 0 | #DIV/0! | #DIV/0! | 0 | #N/A |  |  |  | #DIV/0! | [7 empty] | 0 | 0 |  |  |  | 0 |  | 1 | 1
| NAMPULA | ANGOCHE | ANGOCHE | CS Mucual | [5 empty] | HC | MoH | SP | 36632.3135 |  | 1 | 1 | No | Collection & Delivery | Fixed & Outreach | [12 empty] | 1 | 1 | 0 | 0 | 0 | 0 | 1 | 55.5 | 0 | 0 | #DIV/0! | 0 | #DIV/0! | #DIV/0! | 0 | 0 | 0 | 0 | 0 | 0 | 55.5 | 0 | 0 | #DIV/0! | #DIV/0! | 0 | #N/A |  |  |  | #DIV/0! | [7 empty] | 0 | 0 |  |  |  | 0 |  | 1 | 1
| NAMPULA | ANGOCHE | ANGOCHE | CS Nacopa | [5 empty] | HC | MoH | SP | 44427.9617 |  | 1 | 1 | No | Collection & Delivery | Fixed & Outreach | [12 empty] | 1 | 1 | 0 | 0 | 0 | 0 | 1 | 36 | 34.3 | 0 | #DIV/0! | 0 | #DIV/0! | #DIV/0! | 0 | 0 | 0 | 0 | 0 | 0 | 36 | 34.3 | 0 | #DIV/0! | #DIV/0! | 0 | #N/A |  |  |  | #DIV/0! | [7 empty] | 0 | 0 |  |  |  | 0 |  | 1 | 1
| NAMPULA | ANGOCHE | ANGOCHE | CS Namaponda | [5 empty] | HC | MoH | SP | 13938.4592 |  | 1 | 1 | No | Collection & Delivery | Fixed & Outreach | [12 empty] | 1 | 1 | 0 | 0 | 0 | 0 | 1 | 36 | 34.3 | 0 | #DIV/0! | 0 | #DIV/0! | #DIV/0! | 0 | 0 | 0 | 0 | 0 | 0 | 36 | 34.3 | 0 | #DIV/0! | #DIV/0! | 0 | #N/A |  |  |  | #DIV/0! | [7 empty] | 0 | 0 |  |  |  | 0 |  | 1 | 1
| NAMPULA | ANGOCHE | ANGOCHE | CS Namitoria | [5 empty] | HC | MoH | SP | 13245.3688 |  | 1 | 1 | <8 h | Collection & Delivery | Fixed & Outreach | [12 empty] | 1 | 1 | 0 | 0 | 0 | 0 | 1 | 36 | 34.3 | 0 | #DIV/0! | 0 | #DIV/0! | #DIV/0! | 0 | 0 | 0 | 0 | 0 | 0 | 36 | 34.3 | 0 | #DIV/0! | #DIV/0! | 0 | #N/A |  |  |  | #DIV/0! | [7 empty] | 0 | 0 |  |  |  | 0 |  | 1 | 1
| NAMPULA | ANGOCHE | ANGOCHE | CS Napruma | [5 empty] | HC | MoH | SP | 8983.1864 |  | 1 | 1 | No | Collection & Delivery | Fixed & Outreach | [12 empty] | 1 | 1 | 0 | 0 | 0 | 0 | 1 | 36 | 34.3 | 0 | #DIV/0! | 0 | #DIV/0! | #DIV/0! | 0 | 0 | 0 | 0 | 0 | 0 | 36 | 34.3 | 0 | #DIV/0! | #DIV/0! | 0 | #N/A |  |  |  | #DIV/0! | [7 empty] | 0 | 0 |  |  |  | 0 |  | 1 | 1
| NAMPULA | ANGOCHE | ANGOCHE | CS Natir | [5 empty] | HC | MoH | SP | 3955.5816 |  | 1 | 1 | <8 h | Collection & Delivery | Fixed & Outreach | [12 empty] | 1 | 1 | 0 | 0 | 0 | 0 | 1 | 36 | 34.3 | 0 | #DIV/0! | 0 | #DIV/0! | #DIV/0! | 0 | 0 | 0 | 0 | 0 | 0 | 36 | 34.3 | 0 | #DIV/0! | #DIV/0! | 0 | #N/A |  |  |  | #DIV/0! | [7 empty] | 0 | 0 |  |  |  | 0 |  | 1 | 1
| NAMPULA | ANGOCHE | ANGOCHE | CS Quelelene | [5 empty] | HC | MoH | SP | 14254.7762 |  | 1 | 1 | No | Collection & Delivery | Fixed & Outreach | [12 empty] | 1 | 1 | 0 | 0 | 0 | 0 | 1 | 36 | 34.3 | 0 | #DIV/0! | 0 | #DIV/0! | #DIV/0! | 0 | 0 | 0 | 0 | 0 | 0 | 36 | 34.3 | 0 | #DIV/0! | #DIV/0! | 0 | #N/A |  |  |  | #DIV/0! | [7 empty] | 0 | 0 |  |  |  | 0 |  | 1 | 1
| NAMPULA | ANGOCHE | ANGOCHE | CS Quilua | [5 empty] | HC | MoH | SP | 61841.5894 |  | 1 | 1 | No | Collection & Delivery | Fixed & Outreach | [12 empty] | 1 | 1 | 0 | 0 | 0 | 0 | 1 | 36 | 34.3 | 0 | #DIV/0! | 0 | #DIV/0! | #DIV/0! | 0 | 0 | 0 | 0 | 0 | 0 | 36 | 34.3 | 0 | #DIV/0! | #DIV/0! | 0 | #N/A |  |  |  | #DIV/0! | [7 empty] | 0 | 0 |  |  |  | 0 |  | 1 | 1
| NAMPULA | ANGOCHE | ANGOCHE | CS Sangage | [5 empty] | HC | MoH | SP | 38715.9031 |  | 1 | 1 | <8 h | Collection & Delivery | Fixed & Outreach | [12 empty] | 1 | 1 | 0 | 0 | 0 | 0 | 1 | 36 | 34.3 | 0 | #DIV/0! | 0 | #DIV/0! | #DIV/0! | 0 | 0 | 0 | 0 | 0 | 0 | 36 | 34.3 | 0 | #DIV/0! | #DIV/0! | 0 | #N/A |  |  |  | #DIV/0! | [7 empty] | 0 | 0 |  |  |  | 0 |  | 1 | 1
| NAMPULA | ANGOCHE | ANGOCHE | HR Angoche | [5 empty] | RH | MoH | SP | 5220.8496 |  | 1 | 1 | <8 h | Collection & Delivery | Fixed & Outreach | [12 empty] | 1 | 1 | 1 | 0 | 0 | 0 | 1 | 145 | 281 | 0 | #DIV/0! | 0 | #DIV/0! | #DIV/0! | 0 | 0 | 0 | 0 | 0 | 0 | 145 | 281 | 0 | #DIV/0! | #DIV/0! | 0 | #N/A |  |  |  | #DIV/0! | [7 empty] | 0 | 0 |  |  |  | 0 |  | 1 | 1
| NAMPULA | NAMPULA | NAMPULA | Depósito D. CIDADE DE NAMPULA | [5 empty] | DVS | MoH | LD | 1330436 | 150 | 1 | 1 | 8-16 h | Collection & Delivery | No vaccination | [12 empty] | 2 | 2 | 1 | 0 | 0 | 0 | 1 | 290 | 281 | 0 | #DIV/0! | #DIV/0! | #DIV/0! | #DIV/0! | 0 | 0 | 0 | 0 | 0 | 0 | 290 | 281 | 0 | #DIV/0! | #DIV/0! | 0 | #N/A |  |  |  | #DIV/0! | [5 empty] | #DIV/0! | #DIV/0! | 0 | #N/A |  |  |  | #DIV/0! |  | 0 | 0
| NAMPULA | NAMPULA | NAMPULA | CS Maratene | [5 empty] | HC | MoH | SP | 75282 |  | 1 | 1 | <8 h | Collection & Delivery | Fixed & Outreach | [12 empty] | 0 | 0 | 0 | 0 | 0 | 0 | 0 | 0 | 0 | 0 | #DIV/0! | 0 | #DIV/0! | #DIV/0! | 0 | 0 | 0 | 0 | 0 | 0 | 0 | 0 | 0 | Extens_Solar | #DIV/0! | 0 | #N/A |  |  |  | 0 | [7 empty] | 0 | 0 |  |  |  | 0 |  | 1 | 1
| NAMPULA | NAMPULA | NAMPULA | CS Naholoco | [5 empty] | HC | MoH | SP | 75600 |  | 1 | 1 | <8 h | Collection & Delivery | Fixed & Outreach | [12 empty] | 0 | 0 | 0 | 0 | 0 | 0 | 0 | 0 | 0 | 0 | #DIV/0! | 0 | #DIV/0! | #DIV/0! | 0 | 0 | 0 | 0 | 0 | 0 | 0 | 0 | 0 | Extens_Solar | #DIV/0! | 0 | #N/A |  |  |  | 0 | [7 empty] | 0 | 0 |  |  |  | 0 |  | 1 | 1
| NAMPULA | NAMPULA | NAMPULA | HC Nampula | [5 empty] | CH | MoH | SP | 37120 |  | 1 | 1 | 8-16 h | Collection & Delivery | Fixed & Outreach | [12 empty] | 4 | 1 | 1 | 0 | 0 | 0 | 1 | 80.5 | 281 | 0 | #DIV/0! | 0 | #DIV/0! | #DIV/0! | 3 | 0 | 0 | 0 | 0 | 3 | 80.5 | 281 | 0 | #DIV/0! | #DIV/0! | 0 | #N/A |  |  |  | #DIV/0! | [7 empty] | 0 | 0 |  |  |  | 0 |  | 1 | 1
| NAMPULA | NAMPULA | NAMPULA | Centro de Saude de Anchilo | [5 empty] | HC | MoH | SP | 48260 |  | 1 | 1 | No | Collection & Delivery | Fixed & Outreach | [12 empty] | 1 | 1 | 0 | 0 | 0 | 0 | 1 | 80.5 | 0 | 0 | #DIV/0! | 0 | #DIV/0! | #DIV/0! | 0 | 0 | 0 | 0 | 0 | 0 | 80.5 | 0 | 0 | #DIV/0! | #DIV/0! | 0 | #N/A |  |  |  | #DIV/0! | [7 empty] | 0 | 0 |  |  |  | 0 |  | 1 | 1
| NAMPULA | NAMPULA | NAMPULA | Centro de Saude de Marratane | [5 empty] | HC | MoH | SP | 32965 |  | 1 | 1 | No | Collection & Delivery | Fixed & Outreach | [12 empty] | 1 | 1 | 0 | 0 | 0 | 0 | 1 | 80.5 | 0 | 0 | #DIV/0! | 0 | #DIV/0! | #DIV/0! | 0 | 0 | 0 | 0 | 0 | 0 | 80.5 | 0 | 0 | #DIV/0! | #DIV/0! | 0 | #N/A |  |  |  | #DIV/0! | [7 empty] | 0 | 0 |  |  |  | 0 |  | 1 | 1
| NAMPULA | NAMPULA | NAMPULA | Centro de Saude de Mutava Rex | [5 empty] | HC | MoH | SP | 50723 |  | 1 | 1 | No | Collection & Delivery | Fixed & Outreach | [12 empty] | 1 | 1 | 0 | 0 | 0 | 0 | 1 | 80.5 | 0 | 0 | #DIV/0! | 0 | #DIV/0! | #DIV/0! | 0 | 0 | 0 | 0 | 0 | 0 | 80.5 | 0 | 0 | #DIV/0! | #DIV/0! | 0 | #N/A |  |  |  | #DIV/0! | [7 empty] | 0 | 0 |  |  |  | 0 |  | 1 | 1
| NAMPULA | NAMPULA | NAMPULA | Centro de Saude de Namachilo | [5 empty] | HC | MoH | SP | 13840 |  | 1 | 1 | No | Collection & Delivery | Fixed & Outreach | [12 empty] | 1 | 1 | 0 | 0 | 0 | 0 | 1 | 80.5 | 0 | 0 | #DIV/0! | 0 | #DIV/0! | #DIV/0! | 0 | 0 | 0 | 0 | 0 | 0 | 80.5 | 0 | 0 | #DIV/0! | #DIV/0! | 0 | #N/A |  |  |  | #DIV/0! | [7 empty] | 0 | 0 |  |  |  | 0 |  | 1 | 1
| NAMPULA | NAMPULA | NAMPULA | Centro de Saude de Namiepe | [5 empty] | HC | MoH | SP | 10829 |  | 1 | 1 | <8 h | Collection & Delivery | Fixed & Outreach | [12 empty] | 1 | 1 | 0 | 0 | 0 | 0 | 1 | 80.5 | 0 | 0 | #DIV/0! | 0 | #DIV/0! | #DIV/0! | 0 | 0 | 0 | 0 | 0 | 0 | 80.5 | 0 | 0 | #DIV/0! | #DIV/0! | 0 | #N/A |  |  |  | #DIV/0! | [7 empty] | 0 | 0 |  |  |  | 0 |  | 1 | 1
| NAMPULA | NAMPULA | NAMPULA | Centro de Saude de Namigonha | [5 empty] | HC | MoH | SP | 89687 |  | 1 | 1 | <8 h | Collection & Delivery | Fixed & Outreach | [12 empty] | 1 | 1 | 0 | 0 | 0 | 0 | 1 | 80.5 | 0 | 0 | #DIV/0! | 0 | #DIV/0! | #DIV/0! | 0 | 0 | 0 | 0 | 0 | 0 | 80.5 | 0 | 0 | #DIV/0! | #DIV/0! | 0 | #N/A |  |  |  | #DIV/0! | [7 empty] | 0 | 0 |  |  |  | 0 |  | 1 | 1
| NAMPULA | NAMPULA | NAMPULA | Centro de Saude de Saua Saua | [5 empty] | HC | MoH | SP | 13498 |  | 1 | 1 | <8 h | Collection & Delivery | Fixed & Outreach | [12 empty] | 1 | 1 | 0 | 0 | 0 | 0 | 1 | 145 | 0 | 0 | #DIV/0! | 0 | #DIV/0! | #DIV/0! | 0 | 0 | 0 | 0 | 0 | 0 | 145 | 0 | 0 | #DIV/0! | #DIV/0! | 0 | #N/A |  |  |  | #DIV/0! | [7 empty] | 0 | 0 |  |  |  | 0 |  | 1 | 1
| NAMPULA | NAMPULA | NAMPULA | Cs 1° de Maio | [5 empty] | HC | MoH | SP | 73258 |  | 1 | 1 | No | Collection & Delivery | Fixed & Outreach | [12 empty] | 1 | 1 | 0 | 0 | 0 | 0 | 1 | 145 | 0 | 0 | #DIV/0! | 0 | #DIV/0! | #DIV/0! | 0 | 0 | 0 | 0 | 0 | 0 | 145 | 0 | 0 | #DIV/0! | #DIV/0! | 0 | #N/A |  |  |  | #DIV/0! | [7 empty] | 0 | 0 |  |  |  | 0 |  | 1 | 1
| NAMPULA | NAMPULA | NAMPULA | CS 25 DE Setembro | [5 empty] | HC | MoH | SP | 47896 |  | 1 | 1 | <8 h | Collection & Delivery | Fixed & Outreach | [12 empty] | 1 | 1 | 0 | 0 | 0 | 0 | 1 | 145 | 0 | 0 | #DIV/0! | 0 | #DIV/0! | #DIV/0! | 0 | 0 | 0 | 0 | 0 | 0 | 145 | 0 | 0 | #DIV/0! | #DIV/0! | 0 | #N/A |  |  |  | #DIV/0! | [7 empty] | 0 | 0 |  |  |  | 0 |  | 1 | 1
| NAMPULA | NAMPULA | NAMPULA | CS ANEXO | [5 empty] | HC | MoH | SP | 68900 |  | 1 | 1 | <8 h | Collection & Delivery | Fixed & Outreach | [12 empty] | 1 | 1 | 0 | 0 | 0 | 0 | 1 | 145 | 0 | 0 | #DIV/0! | 0 | #DIV/0! | #DIV/0! | 0 | 0 | 0 | 0 | 0 | 0 | 145 | 0 | 0 | #DIV/0! | #DIV/0! | 0 | #N/A |  |  |  | #DIV/0! | [7 empty] | 0 | 0 |  |  |  | 0 |  | 1 | 1
| NAMPULA | NAMPULA | NAMPULA | CS Mucuache | [5 empty] | HC | MoH | SP | 76583 |  | 1 | 1 | <8 h | Collection & Delivery | Fixed & Outreach | [12 empty] | 1 | 1 | 0 | 0 | 0 | 0 | 1 | 145 | 0 | 0 | #DIV/0! | 0 | #DIV/0! | #DIV/0! | 0 | 0 | 0 | 0 | 0 | 0 | 145 | 0 | 0 | #DIV/0! | #DIV/0! | 0 | #N/A |  |  |  | #DIV/0! | [7 empty] | 0 | 0 |  |  |  | 0 |  | 1 | 1
| NAMPULA | NAMPULA | NAMPULA | CS Muhala Expansao | [5 empty] | HC | MoH | SP | 78397 |  | 1 | 1 | <8 h | Collection & Delivery | Fixed & Outreach | [12 empty] | 1 | 1 | 0 | 0 | 0 | 0 | 1 | 80.5 | 0 | 0 | #DIV/0! | 0 | #DIV/0! | #DIV/0! | 0 | 0 | 0 | 0 | 0 | 0 | 80.5 | 0 | 0 | #DIV/0! | #DIV/0! | 0 | #N/A |  |  |  | #DIV/0! | [7 empty] | 0 | 0 |  |  |  | 0 |  | 1 | 1
| NAMPULA | NAMPULA | NAMPULA | CS Namicopo | [5 empty] | HC | MoH | SP | 70573 |  | 1 | 1 | <8 h | Collection & Delivery | Fixed & Outreach | [12 empty] | 1 | 1 | 0 | 0 | 0 | 0 | 1 | 80.5 | 0 | 0 | #DIV/0! | 0 | #DIV/0! | #DIV/0! | 0 | 0 | 0 | 0 | 0 | 0 | 80.5 | 0 | 0 | #DIV/0! | #DIV/0! | 0 | #N/A |  |  |  | #DIV/0! | [7 empty] | 0 | 0 |  |  |  | 0 |  | 1 | 1
| NAMPULA | NAMPULA | NAMPULA | CS Namutequeliua | [5 empty] | HC | MoH | SP | 56529 |  | 1 | 1 | <8 h | Collection & Delivery | Fixed & Outreach | [12 empty] | 1 | 1 | 0 | 0 | 0 | 0 | 1 | 80.5 | 0 | 0 | #DIV/0! | 0 | #DIV/0! | #DIV/0! | 0 | 0 | 0 | 0 | 0 | 0 | 80.5 | 0 | 0 | #DIV/0! | #DIV/0! | 0 | #N/A |  |  |  | #DIV/0! | [7 empty] | 0 | 0 |  |  |  | 0 |  | 1 | 1
| NAMPULA | NAMPULA | NAMPULA | CS Napipine | [5 empty] | HC | MoH | SP | 77094 |  | 1 | 1 | <8 h | Collection & Delivery | Fixed & Outreach | [12 empty] | 1 | 1 | 0 | 0 | 0 | 0 | 1 | 80.5 | 0 | 0 | #DIV/0! | 0 | #DIV/0! | #DIV/0! | 0 | 0 | 0 | 0 | 0 | 0 | 80.5 | 0 | 0 | #DIV/0! | #DIV/0! | 0 | #N/A |  |  |  | #DIV/0! | [7 empty] | 0 | 0 |  |  |  | 0 |  | 1 | 1
| NAMPULA | NAMPULA | NAMPULA | CS Niarro | [5 empty] | HC | MoH | SP | 66250 |  | 1 | 1 | No | Collection & Delivery | Fixed & Outreach | [12 empty] | 1 | 1 | 0 | 0 | 0 | 0 | 1 | 80.5 | 0 | 0 | #DIV/0! | 0 | #DIV/0! | #DIV/0! | 0 | 0 | 0 | 0 | 0 | 0 | 80.5 | 0 | 0 | #DIV/0! | #DIV/0! | 0 | #N/A |  |  |  | #DIV/0! | [7 empty] | 0 | 0 |  |  |  | 0 |  | 1 | 1
| NAMPULA | NAMPULA | NAMPULA | H.G.Marrere | [5 empty] | HC | MoH | SP | 48571 |  | 1 | 1 | <8 h | Collection & Delivery | Fixed & Outreach | [12 empty] | 1 | 0 | 0 | 0 | 0 | 0 | 1 | 0 | 0 | 0 | #DIV/0! | 0 | #DIV/0! | #DIV/0! | 1 | 0 | 0 | 0 | 0 | 1 | 0 | 0 | 0 | #DIV/0! | #DIV/0! | 0 | #N/A |  |  |  | #DIV/0! | [7 empty] | 0 | 0 |  |  |  | 0 |  | 1 | 1
| NAMPULA | NAMPULA | NAMPULA | Hospital Militar | [5 empty] | PH | MoH | SP | 16155 |  | 1 | 1 | 8-16 h | Collection & Delivery | Fixed & Outreach | [12 empty] | 1 | 0 | 0 | 0 | 0 | 0 | 1 | 0 | 0 | 0 | #DIV/0! | 0 | #DIV/0! | #DIV/0! | 1 | 0 | 0 | 0 | 0 | 1 | 0 | 0 | 0 | #DIV/0! | #DIV/0! | 0 | #N/A |  |  |  | #DIV/0! | [7 empty] | 0 | 0 |  |  |  | 0 |  | 1 | 1
| NAMPULA | NAMPULA | NAMPULA | Posto de Saude de Mucova | [5 empty] | HC | MoH | SP | 25017 |  | 1 | 1 | <8 h | Collection & Delivery | Fixed & Outreach | [12 empty] | 1 | 0 | 0 | 0 | 0 | 0 | 1 | 0 | 0 | 0 | #DIV/0! | 0 | #DIV/0! | #DIV/0! | 1 | 0 | 0 | 0 | 0 | 1 | 0 | 0 | 0 | #DIV/0! | #DIV/0! | 0 | #N/A |  |  |  | #DIV/0! | [7 empty] | 0 | 0 |  |  |  | 0 |  | 1 | 1
| NAMPULA | NAMPULA | NAMPULA | Posto de saude Mutauanha | [5 empty] | HC | MoH | SP | 49361 |  | 1 | 1 | <8 h | Collection & Delivery | Fixed & Outreach | [12 empty] | 2 | 0 | 0 | 0 | 0 | 0 | 1 | 0 | 0 | 0 | #DIV/0! | 0 | #DIV/0! | #DIV/0! | 2 | 0 | 0 | 0 | 0 | 2 | 0 | 0 | 0 | #DIV/0! | #DIV/0! | 0 | #N/A |  |  |  | #DIV/0! | [7 empty] | 0 | 0 |  |  |  | 0 |  | 1 | 1
| NAMPULA | ERATI | ERATI | Depósito D. ERATI | [5 empty] | DVS | MoH | LD | 515384 | 237 | 1 | 1 | 8-16 h | Collection & Delivery | No vaccination | [12 empty] | 1 | 1 | 1 | 0 | 0 | 0 | 1 | 80.5 | 281 | 0 | #DIV/0! | #DIV/0! | #DIV/0! | #DIV/0! | 0 | 0 | 0 | 0 | 0 | 0 | 80.5 | 281 | 0 | #DIV/0! | #DIV/0! | 0 | #N/A |  |  |  | #DIV/0! | [5 empty] | #DIV/0! | #DIV/0! | 0 | #N/A |  |  |  | #DIV/0! |  | 0 | 0
| NAMPULA | ERATI | ERATI | C.S. 25 de Junho | [5 empty] | HC | MoH | SP | 86756.14 |  | 1 | 1 | No | Collection & Delivery | Fixed & Outreach | [12 empty] | 1 | 1 | 0 | 0 | 0 | 0 | 1 | 55.5 | 0 | 0 | #DIV/0! | 0 | #DIV/0! | #DIV/0! | 0 | 0 | 0 | 0 | 0 | 0 | 55.5 | 0 | 0 | #DIV/0! | #DIV/0! | 0 | #N/A |  |  |  | #DIV/0! | [7 empty] | 0 | 0 |  |  |  | 0 |  | 1 | 1
| NAMPULA | ERATI | ERATI | C.S. Jacoco | [5 empty] | HC | MoH | SP | 18814.9228 |  | 1 | 1 | No | Collection & Delivery | Fixed & Outreach | [12 empty] | 1 | 1 | 0 | 0 | 0 | 0 | 1 | 55.5 | 0 | 0 | #DIV/0! | 0 | #DIV/0! | #DIV/0! | 0 | 0 | 0 | 0 | 0 | 0 | 55.5 | 0 | 0 | #DIV/0! | #DIV/0! | 0 | #N/A |  |  |  | #DIV/0! | [7 empty] | 0 | 0 |  |  |  | 0 |  | 1 | 1
| NAMPULA | ERATI | ERATI | C.S.Alua | [5 empty] | HC | MoH | SP | 57887 |  | 1 | 1 | No | Collection & Delivery | Fixed & Outreach | [12 empty] | 1 | 1 | 0 | 0 | 0 | 0 | 1 | 55.5 | 0 | 0 | #DIV/0! | 0 | #DIV/0! | #DIV/0! | 0 | 0 | 0 | 0 | 0 | 0 | 55.5 | 0 | 0 | #DIV/0! | #DIV/0! | 0 | #N/A |  |  |  | #DIV/0! | [7 empty] | 0 | 0 |  |  |  | 0 |  | 1 | 1
| NAMPULA | ERATI | ERATI | C.S.Kutua | [5 empty] | HC | MoH | SP | 64777 |  | 1 | 1 | No | Collection & Delivery | Fixed & Outreach | [12 empty] | 1 | 1 | 0 | 0 | 0 | 0 | 1 | 170 | 0 | 0 | #DIV/0! | 0 | #DIV/0! | #DIV/0! | 0 | 0 | 0 | 0 | 0 | 0 | 170 | 0 | 0 | #DIV/0! | #DIV/0! | 0 | #N/A |  |  |  | #DIV/0! | [7 empty] | 0 | 0 |  |  |  | 0 |  | 1 | 1
| NAMPULA | ERATI | ERATI | C.S.Mirrote | [5 empty] | HC | MoH | SP | 38526 |  | 1 | 1 | No | Collection & Delivery | Fixed & Outreach | [12 empty] | 1 | 1 | 0 | 0 | 0 | 0 | 1 | 170 | 0 | 0 | #DIV/0! | 0 | #DIV/0! | #DIV/0! | 0 | 0 | 0 | 0 | 0 | 0 | 170 | 0 | 0 | #DIV/0! | #DIV/0! | 0 | #N/A |  |  |  | #DIV/0! | [7 empty] | 0 | 0 |  |  |  | 0 |  | 1 | 1
| NAMPULA | ERATI | ERATI | C.S.Namiroa | [5 empty] | HC | MoH | SP | 58430 |  | 1 | 1 | No | Collection & Delivery | Fixed & Outreach | [12 empty] | 1 | 1 | 0 | 0 | 0 | 0 | 1 | 170 | 0 | 0 | #DIV/0! | 0 | #DIV/0! | #DIV/0! | 0 | 0 | 0 | 0 | 0 | 0 | 170 | 0 | 0 | #DIV/0! | #DIV/0! | 0 | #N/A |  |  |  | #DIV/0! | [7 empty] | 0 | 0 |  |  |  | 0 |  | 1 | 1
| NAMPULA | ERATI | ERATI | C.S.Nantoge | [5 empty] | HC | MoH | SP | 19078.3403 |  | 1 | 1 | No | Collection & Delivery | Fixed & Outreach | [12 empty] | 1 | 1 | 0 | 0 | 0 | 0 | 1 | 170 | 0 | 0 | #DIV/0! | 0 | #DIV/0! | #DIV/0! | 0 | 0 | 0 | 0 | 0 | 0 | 170 | 0 | 0 | #DIV/0! | #DIV/0! | 0 | #N/A |  |  |  | #DIV/0! | [7 empty] | 0 | 0 |  |  |  | 0 |  | 1 | 1
| NAMPULA | ERATI | ERATI | C.S.Odinepa | [5 empty] | HC | MoH | SP | 73925 |  | 1 | 1 | No | Collection & Delivery | Fixed & Outreach | [12 empty] | 1 | 1 | 0 | 0 | 0 | 0 | 1 | 170 | 0 | 0 | #DIV/0! | 0 | #DIV/0! | #DIV/0! | 0 | 0 | 0 | 0 | 0 | 0 | 170 | 0 | 0 | #DIV/0! | #DIV/0! | 0 | #N/A |  |  |  | #DIV/0! | [7 empty] | 0 | 0 |  |  |  | 0 |  | 1 | 1
| NAMPULA | ERATI | ERATI | C.S.Samora Machel | [5 empty] | HC | MoH | SP | 4256.7845 |  | 1 | 1 | No | Collection & Delivery | Fixed & Outreach | [12 empty] | 1 | 1 | 0 | 0 | 0 | 0 | 1 | 170 | 0 | 0 | #DIV/0! | 0 | #DIV/0! | #DIV/0! | 0 | 0 | 0 | 0 | 0 | 0 | 170 | 0 | 0 | #DIV/0! | #DIV/0! | 0 | #N/A |  |  |  | #DIV/0! | [7 empty] | 0 | 0 |  |  |  | 0 |  | 1 | 1
| NAMPULA | ERATI | ERATI | Hospital Rural de Namapa | [5 empty] | RH | MoH | SP | 76041 |  | 1 | 1 | <8 h | Collection & Delivery | Fixed & Outreach | [12 empty] | 2 | 2 | 0 | 0 | 0 | 0 | 1 | 116.5 | 34.3 | 0 | #DIV/0! | 0 | #DIV/0! | #DIV/0! | 0 | 0 | 0 | 0 | 0 | 0 | 116.5 | 34.3 | 0 | #DIV/0! | #DIV/0! | 0 | #N/A |  |  |  | #DIV/0! | [7 empty] | 0 | 0 |  |  |  | 0 |  | 1 | 1
| NAMPULA | MOSSURIL | MOSSURIL | Depósito D. MOSSURIL | [5 empty] | DVS | MoH | LD | 160565 | 174 | 1 | 1 | 8-16 h | Collection & Delivery | No vaccination | [12 empty] | 2 | 2 | 1 | 0 | 0 | 0 | 1 | 161 | 281 | 0 | #DIV/0! | #DIV/0! | #DIV/0! | #DIV/0! | 0 | 0 | 0 | 0 | 0 | 0 | 161 | 281 | 0 | #DIV/0! | #DIV/0! | 0 | #N/A |  |  |  | #DIV/0! | [5 empty] | #DIV/0! | #DIV/0! | 0 | #N/A |  |  |  | #DIV/0! |  | 0 | 0
| NAMPULA | MOSSURIL | MOSSURIL | CS Cabeceira Pequena | [5 empty] | HC | MoH | SP | 11296.7266 |  | 1 | 1 | <8 h | Collection & Delivery | Fixed & Outreach | [12 empty] | 1 | 1 | 0 | 0 | 0 | 0 | 1 | 145 | 0 | 0 | #DIV/0! | 0 | #DIV/0! | #DIV/0! | 0 | 0 | 0 | 0 | 0 | 0 | 145 | 0 | 0 | #DIV/0! | #DIV/0! | 0 | #N/A |  |  |  | #DIV/0! | [7 empty] | 0 | 0 |  |  |  | 0 |  | 1 | 1
| NAMPULA | MOSSURIL | MOSSURIL | CS Chocas Mar | [5 empty] | HC | MoH | SP | 17960.9749 |  | 1 | 1 | <8 h | Collection & Delivery | Fixed & Outreach | [12 empty] | 1 | 1 | 0 | 0 | 0 | 0 | 1 | 145 | 0 | 0 | #DIV/0! | 0 | #DIV/0! | #DIV/0! | 0 | 0 | 0 | 0 | 0 | 0 | 145 | 0 | 0 | #DIV/0! | #DIV/0! | 0 | #N/A |  |  |  | #DIV/0! | [7 empty] | 0 | 0 |  |  |  | 0 |  | 1 | 1
| NAMPULA | MOSSURIL | MOSSURIL | CS Lunga | [5 empty] | HC | MoH | SP | 28241.8166 |  | 1 | 1 | No | Collection & Delivery | Fixed & Outreach | [12 empty] | 1 | 1 | 0 | 0 | 0 | 0 | 1 | 145 | 0 | 0 | #DIV/0! | 0 | #DIV/0! | #DIV/0! | 0 | 0 | 0 | 0 | 1 | 1 | 0 | 0 | 0 | #DIV/0! | #DIV/0! | 0 | #N/A |  |  |  | #DIV/0! | [7 empty] | 0 | 0 |  |  |  | 0 |  | 1 | 1
| NAMPULA | MOSSURIL | MOSSURIL | CS Matibane | [5 empty] | HC | MoH | SP | 16782.0733 |  | 1 | 1 | No | Collection & Delivery | Fixed & Outreach | [12 empty] | 1 | 1 | 0 | 0 | 0 | 0 | 1 | 145 | 0 | 0 | #DIV/0! | 0 | #DIV/0! | #DIV/0! | 0 | 0 | 0 | 0 | 0 | 0 | 145 | 0 | 0 | #DIV/0! | #DIV/0! | 0 | #N/A |  |  |  | #DIV/0! | [7 empty] | 0 | 0 |  |  |  | 0 |  | 1 | 1
| NAMPULA | MOSSURIL | MOSSURIL | CS Mossuril | [5 empty] | HC | MoH | SP | 28658.5345 |  | 1 | 1 | <8 h | Collection & Delivery | Fixed & Outreach | [12 empty] | 1 | 1 | 0 | 0 | 0 | 0 | 1 | 145 | 0 | 0 | #DIV/0! | 0 | #DIV/0! | #DIV/0! | 0 | 0 | 0 | 0 | 0 | 0 | 145 | 0 | 0 | #DIV/0! | #DIV/0! | 0 | #N/A |  |  |  | #DIV/0! | [7 empty] | 0 | 0 |  |  |  | 0 |  | 1 | 1
| NAMPULA | MOSSURIL | MOSSURIL | CS Muaualo | [5 empty] | HC | MoH | SP | 6144.9702 |  | 1 | 1 | No | Collection & Delivery | Fixed & Outreach | [12 empty] | 1 | 1 | 0 | 0 | 0 | 0 | 1 | 145 | 0 | 0 | #DIV/0! | 0 | #DIV/0! | #DIV/0! | 0 | 0 | 0 | 0 | 0 | 0 | 145 | 0 | 0 | #DIV/0! | #DIV/0! | 0 | #N/A |  |  |  | #DIV/0! | [7 empty] | 0 | 0 |  |  |  | 0 |  | 1 | 1
| NAMPULA | MOSSURIL | MOSSURIL | CS Nacucha | [5 empty] | HC | MoH | SP | 18797.6495 |  | 1 | 1 | <8 h | Collection & Delivery | Fixed & Outreach | [12 empty] | 1 | 1 | 0 | 0 | 0 | 0 | 1 | 145 | 0 | 0 | #DIV/0! | 0 | #DIV/0! | #DIV/0! | 0 | 0 | 0 | 0 | 0 | 0 | 145 | 0 | 0 | #DIV/0! | #DIV/0! | 0 | #N/A |  |  |  | #DIV/0! | [7 empty] | 0 | 0 |  |  |  | 0 |  | 1 | 1
| NAMPULA | MOSSURIL | MOSSURIL | CS Namige | [5 empty] | HC | MoH | SP | 5319.0914 |  | 1 | 1 | No | Collection & Delivery | Fixed & Outreach | [12 empty] | 1 | 1 | 0 | 0 | 0 | 0 | 1 | 145 | 0 | 0 | #DIV/0! | 0 | #DIV/0! | #DIV/0! | 0 | 0 | 0 | 0 | 0 | 0 | 145 | 0 | 0 | #DIV/0! | #DIV/0! | 0 | #N/A |  |  |  | #DIV/0! | [7 empty] | 0 | 0 |  |  |  | 0 |  | 1 | 1
| NAMPULA | MOSSURIL | MOSSURIL | CS Namitatare | [5 empty] | HC | MoH | SP | 7386.4873 |  | 1 | 1 | <8 h | Collection & Delivery | Fixed & Outreach | [12 empty] | 1 | 1 | 0 | 0 | 0 | 0 | 1 | 36 | 34.3 | 0 | #DIV/0! | 0 | #DIV/0! | #DIV/0! | 0 | 0 | 0 | 0 | 0 | 0 | 36 | 34.3 | 0 | #DIV/0! | #DIV/0! | 0 | #N/A |  |  |  | #DIV/0! | [7 empty] | 0 | 0 |  |  |  | 0 |  | 1 | 1
| NAMPULA | MOSSURIL | MOSSURIL | PS Cabeceira Grande | [5 empty] | HC | MoH | SP | 8907.6158 |  | 1 | 1 | No | Collection & Delivery | Fixed & Outreach | [12 empty] | 1 | 1 | 0 | 0 | 0 | 0 | 1 | 170 | 0 | 0 | #DIV/0! | 0 | #DIV/0! | #DIV/0! | 0 | 0 | 0 | 0 | 0 | 0 | 170 | 0 | 0 | #DIV/0! | #DIV/0! | 0 | #N/A |  |  |  | #DIV/0! | [7 empty] | 0 | 0 |  |  |  | 0 |  | 1 | 1
| NAMPULA | ILHA DE MOÇAMBIQUE | ILHA DE MOÇAMBIQUE | Depósito D. ILHA DE MOÇAMBIQUE | [5 empty] | DVS | MoH | LD | 92286.8291 | 181 | 1 | 1 | 8-16 h | Collection & Delivery | No vaccination | [12 empty] | 2 | 2 | 0 | 0 | 0 | 0 | 1 | 206 | 34.3 | 0 | #DIV/0! | #DIV/0! | #DIV/0! | #DIV/0! | 0 | 0 | 0 | 0 | 0 | 0 | 206 | 34.3 | 0 | #DIV/0! | #DIV/0! | 0 | #N/A |  |  |  | #DIV/0! | [5 empty] | #DIV/0! | #DIV/0! | 0 | #N/A |  |  |  | #DIV/0! |  | 0 | 0
| NAMPULA | ILHA DE MOÇAMBIQUE | ILHA DE MOÇAMBIQUE | Cs ampapa | [5 empty] | HC | MoH | SP | 19801.659 |  | 1 | 1 | No | Collection & Delivery | Fixed & Outreach | [12 empty] | 1 | 1 | 0 | 0 | 0 | 0 | 1 | 145 | 0 | 0 | #DIV/0! | 0 | #DIV/0! | #DIV/0! | 0 | 0 | 0 | 0 | 1 | 1 | 0 | 0 | 0 | #DIV/0! | #DIV/0! | 0 | #N/A |  |  |  | #DIV/0! | [7 empty] | 0 | 0 |  |  |  | 0 |  | 1 | 1
| NAMPULA | ILHA DE MOÇAMBIQUE | ILHA DE MOÇAMBIQUE | CS Ilha de Moçambique | [5 empty] | HC | MoH | SP | 8308.4488 |  | 1 | 1 | <8 h | Collection & Delivery | Fixed & Outreach | [12 empty] | 1 | 1 | 0 | 0 | 0 | 0 | 1 | 145 | 0 | 0 | #DIV/0! | 0 | #DIV/0! | #DIV/0! | 0 | 0 | 0 | 0 | 0 | 0 | 145 | 0 | 0 | #DIV/0! | #DIV/0! | 0 | #N/A |  |  |  | #DIV/0! | [7 empty] | 0 | 0 |  |  |  | 0 |  | 1 | 1
| NAMPULA | ILHA DE MOÇAMBIQUE | ILHA DE MOÇAMBIQUE | CS Lumbo | [5 empty] | HC | MoH | SP | 7293.6435 |  | 1 | 1 | <8 h | Collection & Delivery | Fixed & Outreach | [12 empty] | 1 | 1 | 0 | 0 | 0 | 0 | 1 | 145 | 0 | 0 | #DIV/0! | 0 | #DIV/0! | #DIV/0! | 0 | 0 | 0 | 0 | 0 | 0 | 145 | 0 | 0 | #DIV/0! | #DIV/0! | 0 | #N/A |  |  |  | #DIV/0! | [7 empty] | 0 | 0 |  |  |  | 0 |  | 1 | 1
| NAMPULA | ILHA DE MOÇAMBIQUE | ILHA DE MOÇAMBIQUE | CS Macicate | [5 empty] | HC | MoH | SP | 47977.6212 |  | 1 | 1 | No | Collection & Delivery | Fixed & Outreach | [12 empty] | 1 | 1 | 0 | 0 | 0 | 0 | 1 | 145 | 0 | 0 | #DIV/0! | 0 | #DIV/0! | #DIV/0! | 0 | 0 | 0 | 0 | 0 | 0 | 145 | 0 | 0 | #DIV/0! | #DIV/0! | 0 | #N/A |  |  |  | #DIV/0! | [7 empty] | 0 | 0 |  |  |  | 0 |  | 1 | 1
| NAMPULA | ILHA DE MOÇAMBIQUE | ILHA DE MOÇAMBIQUE | CS Muchela (Sangage) | [5 empty] | HC | MoH | SP | 8905.4566 |  | 1 | 1 | <8 h | Collection & Delivery | Fixed & Outreach | [12 empty] | 0 | 0 | 0 | 0 | 0 | 0 | 0 | 0 | 0 | 0 | #DIV/0! | 0 | #DIV/0! | #DIV/0! | 0 | 0 | 0 | 0 | 0 | 0 | 0 | 0 | 0 | Extens_Solar | #DIV/0! | 0 | #N/A |  |  |  | 0 | [7 empty] | 0 | 0 |  |  |  | 0 |  | 1 | 1
| NAMPULA | NACALA PORTO | NACALA PORTO | Depósito D. NACALA PORTO | [5 empty] | DVS | MoH | LD | 399283.796 | 200 | 1 | 1 | 8-16 h | Collection & Delivery | No vaccination | [12 empty] | 2 | 2 | 1 | 0 | 0 | 0 | 1 | 290 | 281 | 0 | #DIV/0! | #DIV/0! | #DIV/0! | #DIV/0! | 0 | 0 | 0 | 0 | 0 | 0 | 290 | 281 | 0 | #DIV/0! | #DIV/0! | 0 | #N/A |  |  |  | #DIV/0! | [5 empty] | #DIV/0! | #DIV/0! | 0 | #N/A |  |  |  | #DIV/0! |  | 0 | 0
| NAMPULA | NACALA PORTO | NACALA PORTO | CS Akumi | [5 empty] | HC | MoH | SP | 47252.1433 |  | 1 | 1 | <8 h | Collection & Delivery | Fixed & Outreach | [12 empty] | 1 | 1 | 0 | 0 | 0 | 0 | 1 | 145 | 0 | 0 | #DIV/0! | 0 | #DIV/0! | #DIV/0! | 0 | 0 | 0 | 0 | 0 | 0 | 145 | 0 | 0 | #DIV/0! | #DIV/0! | 0 | #N/A |  |  |  | #DIV/0! | [7 empty] | 0 | 0 |  |  |  | 0 |  | 1 | 1
| NAMPULA | NACALA PORTO | NACALA PORTO | CS Mahelene | [5 empty] | HC | MoH | SP | 18011.7151 |  | 1 | 1 | No | Collection & Delivery | Fixed & Outreach | [12 empty] | 1 | 1 | 0 | 0 | 0 | 0 | 1 | 145 | 0 | 0 | #DIV/0! | 0 | #DIV/0! | #DIV/0! | 0 | 0 | 0 | 0 | 0 | 0 | 145 | 0 | 0 | #DIV/0! | #DIV/0! | 0 | #N/A |  |  |  | #DIV/0! | [7 empty] | 0 | 0 |  |  |  | 0 |  | 1 | 1
| NAMPULA | NACALA PORTO | NACALA PORTO | CS Murrupulane | [5 empty] | HC | MoH | SP | 31790 |  | 1 | 1 | <8 h | Collection & Delivery | Fixed & Outreach | [12 empty] | 1 | 1 | 0 | 0 | 0 | 0 | 1 | 145 | 0 | 0 | #DIV/0! | 0 | #DIV/0! | #DIV/0! | 0 | 0 | 0 | 0 | 0 | 0 | 145 | 0 | 0 | #DIV/0! | #DIV/0! | 0 | #N/A |  |  |  | #DIV/0! | [7 empty] | 0 | 0 |  |  |  | 0 |  | 1 | 1
| NAMPULA | NACALA PORTO | NACALA PORTO | CS Naherengue | [5 empty] | HC | MoH | SP | 28451 |  | 1 | 1 | <8 h | Collection & Delivery | Fixed & Outreach | [12 empty] | 1 | 1 | 0 | 0 | 0 | 0 | 1 | 145 | 0 | 0 | #DIV/0! | 0 | #DIV/0! | #DIV/0! | 0 | 0 | 0 | 0 | 0 | 0 | 145 | 0 | 0 | #DIV/0! | #DIV/0! | 0 | #N/A |  |  |  | #DIV/0! | [7 empty] | 0 | 0 |  |  |  | 0 |  | 1 | 1
| NAMPULA | NACALA PORTO | NACALA PORTO | CS Ontupaia | [5 empty] | HC | MoH | SP | 77304.4158 |  | 1 | 1 | <8 h | Collection & Delivery | Fixed & Outreach | [12 empty] | 1 | 1 | 0 | 0 | 0 | 0 | 1 | 145 | 0 | 0 | #DIV/0! | 0 | #DIV/0! | #DIV/0! | 0 | 0 | 0 | 0 | 0 | 0 | 145 | 0 | 0 | #DIV/0! | #DIV/0! | 0 | #N/A |  |  |  | #DIV/0! | [7 empty] | 0 | 0 |  |  |  | 0 |  | 1 | 1
| NAMPULA | NACALA PORTO | NACALA PORTO | CS Quissimajulo | [5 empty] | HC | MoH | SP | 68500 |  | 1 | 1 | <8 h | Collection & Delivery | Fixed & Outreach | [12 empty] | 1 | 1 | 0 | 0 | 0 | 0 | 1 | 145 | 0 | 0 | #DIV/0! | 0 | #DIV/0! | #DIV/0! | 0 | 0 | 0 | 0 | 0 | 0 | 145 | 0 | 0 | #DIV/0! | #DIV/0! | 0 | #N/A |  |  |  | #DIV/0! | [7 empty] | 0 | 0 |  |  |  | 0 |  | 1 | 1
| NAMPULA | NACALA PORTO | NACALA PORTO | CS-Nacala Porto | [5 empty] | HC | MoH | SP | 31141 |  | 1 | 1 | <8 h | Collection & Delivery | Fixed & Outreach | [12 empty] | 1 | 1 | 0 | 0 | 0 | 0 | 1 | 145 | 0 | 0 | #DIV/0! | 0 | #DIV/0! | #DIV/0! | 0 | 0 | 0 | 0 | 0 | 0 | 145 | 0 | 0 | #DIV/0! | #DIV/0! | 0 | #N/A |  |  |  | #DIV/0! | [7 empty] | 0 | 0 |  |  |  | 0 |  | 1 | 1
| NAMPULA | NACALA PORTO | NACALA PORTO | HD Nacala Porto | [5 empty] | RH | MoH | SP | 25569 |  | 1 | 1 | 8-16 h | Collection & Delivery | Fixed & Outreach | [12 empty] | 1 | 1 | 0 | 0 | 0 | 0 | 1 | 36 | 34.3 | 0 | #DIV/0! | 0 | #DIV/0! | #DIV/0! | 0 | 0 | 0 | 0 | 0 | 0 | 36 | 34.3 | 0 | #DIV/0! | #DIV/0! | 0 | #N/A |  |  |  | #DIV/0! | [7 empty] | 0 | 0 |  |  |  | 0 |  | 1 | 1
| NAMPULA | NACALA PORTO | NACALA PORTO | PS A.D.P.P. Muzuane | [5 empty] | HC | MoH | SP | 33554 |  | 1 | 1 | <8 h | Collection & Delivery | Fixed & Outreach | [12 empty] | 1 | 1 | 0 | 0 | 0 | 0 | 1 | 36 | 34.3 | 0 | #DIV/0! | 0 | #DIV/0! | #DIV/0! | 0 | 0 | 0 | 0 | 0 | 0 | 36 | 34.3 | 0 | #DIV/0! | #DIV/0! | 0 | #N/A |  |  |  | #DIV/0! | [7 empty] | 0 | 0 |  |  |  | 0 |  | 1 | 1
| NAMPULA | NACALA PORTO | NACALA PORTO | PS Mathapue | [5 empty] | HC | MoH | SP | 37711 |  | 1 | 1 | <8 h | Collection & Delivery | Fixed & Outreach | [12 empty] | 1 | 1 | 0 | 0 | 0 | 0 | 1 | 36 | 34.3 | 0 | #DIV/0! | 0 | #DIV/0! | #DIV/0! | 0 | 0 | 0 | 0 | 0 | 0 | 36 | 34.3 | 0 | #DIV/0! | #DIV/0! | 0 | #N/A |  |  |  | #DIV/0! | [7 empty] | 0 | 0 |  |  |  | 0 |  | 1 | 1
| NAMPULA | NACALA A VELHA | NACALA A VELHA | Depósito D. NACALA A VELHA | [5 empty] | DVS | MoH | LD | 112525.718 | 210 | 1 | 1 | 8-16 h | Collection & Delivery | No vaccination | [12 empty] | 2 | 2 | 0 | 0 | 0 | 0 | 1 | 72 | 68.6 | 0 | #DIV/0! | #DIV/0! | #DIV/0! | #DIV/0! | 0 | 0 | 0 | 0 | 1 | 1 | 36 | 34.3 | 0 | #DIV/0! | #DIV/0! | 0 | #N/A |  |  |  | #DIV/0! | [5 empty] | #DIV/0! | #DIV/0! | 0 | #N/A |  |  |  | #DIV/0! |  | 0 | 0
| NAMPULA | NACALA A VELHA | NACALA A VELHA | Centro de Saude Barragem | [5 empty] | HC | MoH | SP | 20895.2737 |  | 1 | 1 | <8 h | Collection & Delivery | Fixed & Outreach | [12 empty] | 1 | 1 | 0 | 0 | 0 | 0 | 1 | 145 | 0 | 0 | #DIV/0! | 0 | #DIV/0! | #DIV/0! | 0 | 0 | 0 | 0 | 1 | 1 | 0 | 0 | 0 | #DIV/0! | #DIV/0! | 0 | #N/A |  |  |  | #DIV/0! | [7 empty] | 0 | 0 |  |  |  | 0 |  | 1 | 1
| NAMPULA | NACALA A VELHA | NACALA A VELHA | Centro de Saude da Sede | [5 empty] | HC | MoH | SP | 20782.9974 |  | 1 | 1 | <8 h | Collection & Delivery | Fixed & Outreach | [12 empty] | 1 | 1 | 0 | 0 | 0 | 0 | 1 | 145 | 0 | 0 | #DIV/0! | 0 | #DIV/0! | #DIV/0! | 0 | 0 | 0 | 0 | 0 | 0 | 145 | 0 | 0 | #DIV/0! | #DIV/0! | 0 | #N/A |  |  |  | #DIV/0! | [7 empty] | 0 | 0 |  |  |  | 0 |  | 1 | 1
| NAMPULA | NACALA A VELHA | NACALA A VELHA | Centro de Saude de Ger-Ger | [5 empty] | HC | MoH | SP | 31868.1263 |  | 1 | 1 | No | Collection & Delivery | Fixed & Outreach | [12 empty] | 1 | 1 | 0 | 0 | 0 | 0 | 1 | 145 | 0 | 0 | #DIV/0! | 0 | #DIV/0! | #DIV/0! | 0 | 0 | 0 | 0 | 0 | 0 | 145 | 0 | 0 | #DIV/0! | #DIV/0! | 0 | #N/A |  |  |  | #DIV/0! | [7 empty] | 0 | 0 |  |  |  | 0 |  | 1 | 1
| NAMPULA | NACALA A VELHA | NACALA A VELHA | Centro de Saude de Namalala | [5 empty] | HC | MoH | SP | 13855.3316 |  | 1 | 1 | No | Collection & Delivery | Fixed & Outreach | [12 empty] | 1 | 1 | 0 | 0 | 0 | 0 | 1 | 145 | 0 | 0 | #DIV/0! | 0 | #DIV/0! | #DIV/0! | 0 | 0 | 0 | 0 | 0 | 0 | 145 | 0 | 0 | #DIV/0! | #DIV/0! | 0 | #N/A |  |  |  | #DIV/0! | [7 empty] | 0 | 0 |  |  |  | 0 |  | 1 | 1
| NAMPULA | NACALA A VELHA | NACALA A VELHA | Centro de Saude Mueria | [5 empty] | HC | MoH | SP | 13244.2892 |  | 1 | 1 | No | Collection & Delivery | Fixed & Outreach | [12 empty] | 1 | 1 | 0 | 0 | 0 | 0 | 1 | 20 | 34.3 | 0 | #DIV/0! | 0 | #DIV/0! | #DIV/0! | 0 | 0 | 0 | 0 | 0 | 0 | 20 | 34.3 | 0 | #DIV/0! | #DIV/0! | 0 | #N/A |  |  |  | #DIV/0! | [7 empty] | 0 | 0 |  |  |  | 0 |  | 1 | 1
| NAMPULA | NACALA A VELHA | NACALA A VELHA | Posto de Saude Salina | [5 empty] | HC | MoH | SP | 11879.6999 |  | 1 | 1 | <8 h | Collection & Delivery | Fixed & Outreach | [12 empty] | 1 | 1 | 0 | 0 | 0 | 0 | 1 | 0 | 0 | 0 | #DIV/0! | 0 | #DIV/0! | #DIV/0! | 0 | 0 | 0 | 0 | 0 | 0 | 0 | 0 | 0 | #DIV/0! | #DIV/0! | 0 | #N/A |  |  |  | #DIV/0! | [7 empty] | 0 | 0 |  |  |  | 0 |  | 1 | 1
| NAMPULA | MEMBA | MEMBA | Depósito D. MEMBA | [5 empty] | DVS | MoH | LD | 304490 | 245 | 1 | 1 | 8-16 h | Collection & Delivery | No vaccination | [12 empty] | 2 | 2 | 0 | 0 | 0 | 0 | 1 | 20 | 34.3 | 0 | #DIV/0! | #DIV/0! | #DIV/0! | #DIV/0! | 0 | 0 | 0 | 0 | 0 | 0 | 20 | 34.3 | 0 | #DIV/0! | #DIV/0! | 0 | #N/A |  |  |  | #DIV/0! | [5 empty] | #DIV/0! | #DIV/0! | 0 | #N/A |  |  |  | #DIV/0! |  | 0 | 0
| NAMPULA | MEMBA | MEMBA | C.S. Baixo Pinda | [5 empty] | HC | MoH | SP | 18935.8357 |  | 1 | 1 | No | Collection & Delivery | Fixed & Outreach | [12 empty] | 1 | 1 | 0 | 0 | 0 | 0 | 1 | 20 | 34.3 | 0 | #DIV/0! | 0 | #DIV/0! | #DIV/0! | 0 | 0 | 0 | 0 | 0 | 0 | 20 | 34.3 | 0 | #DIV/0! | #DIV/0! | 0 | #N/A |  |  |  | #DIV/0! | [7 empty] | 0 | 0 |  |  |  | 0 |  | 1 | 1
| NAMPULA | MEMBA | MEMBA | C.S. Chipene | [5 empty] | HC | MoH | SP | 9452.8037 |  | 1 | 1 | No | Collection & Delivery | Fixed & Outreach | [12 empty] | 1 | 1 | 0 | 0 | 0 | 0 | 1 | 36 | 34.3 | 0 | #DIV/0! | 0 | #DIV/0! | #DIV/0! | 0 | 0 | 0 | 0 | 0 | 0 | 36 | 34.3 | 0 | #DIV/0! | #DIV/0! | 0 | #N/A |  |  |  | #DIV/0! | [7 empty] | 0 | 0 |  |  |  | 0 |  | 1 | 1
| NAMPULA | MEMBA | MEMBA | C.S. Geba | [5 empty] | HC | MoH | SP | 34478.5511 |  | 1 | 1 | <8 h | Collection & Delivery | Fixed & Outreach | [12 empty] | 1 | 1 | 0 | 0 | 0 | 0 | 1 | 36 | 34.3 | 0 | #DIV/0! | 0 | #DIV/0! | #DIV/0! | 0 | 0 | 0 | 0 | 0 | 0 | 36 | 34.3 | 0 | #DIV/0! | #DIV/0! | 0 | #N/A |  |  |  | #DIV/0! | [7 empty] | 0 | 0 |  |  |  | 0 |  | 1 | 1
| NAMPULA | MEMBA | MEMBA | C.S. Lurio | [5 empty] | HC | MoH | SP | 51297.3301 |  | 1 | 1 | No | Collection & Delivery | Fixed & Outreach | [12 empty] | 1 | 1 | 0 | 0 | 0 | 0 | 1 | 36 | 34.3 | 0 | #DIV/0! | 0 | #DIV/0! | #DIV/0! | 0 | 0 | 0 | 0 | 0 | 0 | 36 | 34.3 | 0 | #DIV/0! | #DIV/0! | 0 | #N/A |  |  |  | #DIV/0! | [7 empty] | 0 | 0 |  |  |  | 0 |  | 1 | 1
| NAMPULA | MEMBA | MEMBA | C.S. Mazua | [5 empty] | HC | MoH | SP | 57531.9055 |  | 1 | 1 | No | Collection & Delivery | Fixed & Outreach | [12 empty] | 1 | 1 | 0 | 0 | 0 | 0 | 1 | 36 | 34.3 | 0 | #DIV/0! | 0 | #DIV/0! | #DIV/0! | 0 | 0 | 0 | 0 | 0 | 0 | 36 | 34.3 | 0 | #DIV/0! | #DIV/0! | 0 | #N/A |  |  |  | #DIV/0! | [7 empty] | 0 | 0 |  |  |  | 0 |  | 1 | 1
| NAMPULA | MEMBA | MEMBA | C.S. Memba sede | [5 empty] | HC | MoH | SP | 12414.0921 |  | 1 | 1 | <8 h | Collection & Delivery | Fixed & Outreach | [12 empty] | 1 | 1 | 0 | 0 | 0 | 0 | 1 | 36 | 34.3 | 0 | #DIV/0! | 0 | #DIV/0! | #DIV/0! | 0 | 0 | 0 | 0 | 0 | 0 | 36 | 34.3 | 0 | #DIV/0! | #DIV/0! | 0 | #N/A |  |  |  | #DIV/0! | [7 empty] | 0 | 0 |  |  |  | 0 |  | 1 | 1
| NAMPULA | MEMBA | MEMBA | C.S. Namahaca | [5 empty] | HC | MoH | SP | 11488.8919 |  | 1 | 1 | No | Collection & Delivery | Fixed & Outreach | [12 empty] | 1 | 1 | 0 | 0 | 0 | 0 | 1 | 36 | 34.3 | 0 | #DIV/0! | 0 | #DIV/0! | #DIV/0! | 0 | 0 | 0 | 0 | 0 | 0 | 36 | 34.3 | 0 | #DIV/0! | #DIV/0! | 0 | #N/A |  |  |  | #DIV/0! | [7 empty] | 0 | 0 |  |  |  | 0 |  | 1 | 1
| NAMPULA | MEMBA | MEMBA | C.S. Napila | [5 empty] | HC | MoH | SP | 11772.8215 |  | 1 | 1 | No | Collection & Delivery | Fixed & Outreach | [12 empty] | 1 | 1 | 0 | 0 | 0 | 0 | 1 | 36 | 34.3 | 0 | #DIV/0! | 0 | #DIV/0! | #DIV/0! | 0 | 0 | 0 | 0 | 0 | 0 | 36 | 34.3 | 0 | #DIV/0! | #DIV/0! | 0 | #N/A |  |  |  | #DIV/0! | [7 empty] | 0 | 0 |  |  |  | 0 |  | 1 | 1
| NAMPULA | MEMBA | MEMBA | C.S.Caleia | [5 empty] | HC | MoH | SP | 21477.1674 |  | 1 | 1 | No | Collection & Delivery | Fixed & Outreach | [12 empty] | 1 | 1 | 0 | 0 | 0 | 0 | 1 | 36 | 34.3 | 0 | #DIV/0! | 0 | #DIV/0! | #DIV/0! | 0 | 0 | 0 | 0 | 0 | 0 | 36 | 34.3 | 0 | #DIV/0! | #DIV/0! | 0 | #N/A |  |  |  | #DIV/0! | [7 empty] | 0 | 0 |  |  |  | 0 |  | 1 | 1
| NAMPULA | MEMBA | MEMBA | C.S.Pavala | [5 empty] | HC | MoH | SP | 6007.8635 |  | 1 | 1 | No | Collection & Delivery | Fixed & Outreach | [12 empty] | 1 | 1 | 0 | 0 | 0 | 0 | 1 | 55.5 | 0 | 0 | #DIV/0! | 0 | #DIV/0! | #DIV/0! | 0 | 0 | 0 | 0 | 0 | 0 | 55.5 | 0 | 0 | #DIV/0! | #DIV/0! | 0 | #N/A |  |  |  | #DIV/0! | [7 empty] | 0 | 0 |  |  |  | 0 |  | 1 | 1
| NAMPULA | MEMBA | MEMBA | C.S.Simuco | [5 empty] | HC | MoH | SP | 38371.5171 |  | 1 | 1 | No | Collection & Delivery | Fixed & Outreach | [12 empty] | 1 | 1 | 0 | 0 | 0 | 0 | 1 | 55.5 | 0 | 0 | #DIV/0! | 0 | #DIV/0! | #DIV/0! | 0 | 0 | 0 | 0 | 0 | 0 | 55.5 | 0 | 0 | #DIV/0! | #DIV/0! | 0 | #N/A |  |  |  | #DIV/0! | [7 empty] | 0 | 0 |  |  |  | 0 |  | 1 | 1
| NAMPULA | MUECATE | MUECATE | Depósito D. MUECATE | [5 empty] | DVS | MoH | LD | 310359 | 68 | 1 | 1 | 8-16 h | Collection & Delivery | No vaccination | [12 empty] | 4 | 4 | 0 | 0 | 0 | 0 | 1 | 261.5 | 34.3 | 0 | #DIV/0! | #DIV/0! | #DIV/0! | #DIV/0! | 0 | 0 | 0 | 0 | 0 | 0 | 261.5 | 34.3 | 0 | #DIV/0! | #DIV/0! | 0 | #N/A |  |  |  | #DIV/0! | [5 empty] | #DIV/0! | #DIV/0! | 0 | #N/A |  |  |  | #DIV/0! |  | 0 | 0
| NAMPULA | MUECATE | MUECATE | CS Chereque | [5 empty] | HC | MoH | SP | 24634 |  | 1 | 1 | No | Collection & Delivery | Fixed & Outreach | [12 empty] | 1 | 1 | 0 | 0 | 0 | 0 | 1 | 80.5 | 0 | 0 | #DIV/0! | 0 | #DIV/0! | #DIV/0! | 0 | 0 | 0 | 0 | 0 | 0 | 80.5 | 0 | 0 | #DIV/0! | #DIV/0! | 0 | #N/A |  |  |  | #DIV/0! | [7 empty] | 0 | 0 |  |  |  | 0 |  | 1 | 1
| NAMPULA | MUECATE | MUECATE | CS Gracio | [5 empty] | HC | MoH | SP | 18632 |  | 1 | 1 | No | Collection & Delivery | Fixed & Outreach | [12 empty] | 1 | 1 | 0 | 0 | 0 | 0 | 1 | 20 | 34.3 | 0 | #DIV/0! | 0 | #DIV/0! | #DIV/0! | 0 | 0 | 0 | 0 | 0 | 0 | 20 | 34.3 | 0 | #DIV/0! | #DIV/0! | 0 | #N/A |  |  |  | #DIV/0! | [7 empty] | 0 | 0 |  |  |  | 0 |  | 1 | 1
| NAMPULA | MUECATE | MUECATE | CS Imala | [5 empty] | HC | MoH | SP | 15270.6611 |  | 1 | 1 | No | Collection & Delivery | Fixed & Outreach | [12 empty] | 1 | 1 | 0 | 0 | 0 | 0 | 1 | 170 | 0 | 0 | #DIV/0! | 0 | #DIV/0! | #DIV/0! | 0 | 0 | 0 | 0 | 0 | 0 | 170 | 0 | 0 | #DIV/0! | #DIV/0! | 0 | #N/A |  |  |  | #DIV/0! | [7 empty] | 0 | 0 |  |  |  | 0 |  | 1 | 1
| NAMPULA | MUECATE | MUECATE | CS Kavula | [5 empty] | HC | MoH | SP | 73200 |  | 1 | 1 | No | Collection & Delivery | Fixed & Outreach | [12 empty] | 1 | 1 | 0 | 0 | 0 | 0 | 1 | 170 | 0 | 0 | #DIV/0! | 0 | #DIV/0! | #DIV/0! | 0 | 0 | 0 | 0 | 0 | 0 | 170 | 0 | 0 | #DIV/0! | #DIV/0! | 0 | #N/A |  |  |  | #DIV/0! | [7 empty] | 0 | 0 |  |  |  | 0 |  | 1 | 1
| NAMPULA | MUECATE | MUECATE | CS Muculuone | [5 empty] | HC | MoH | SP | 18909 |  | 1 | 1 | No | Collection & Delivery | Fixed & Outreach | [12 empty] | 1 | 1 | 0 | 0 | 0 | 0 | 1 | 170 | 0 | 0 | #DIV/0! | 0 | #DIV/0! | #DIV/0! | 0 | 0 | 0 | 0 | 0 | 0 | 170 | 0 | 0 | #DIV/0! | #DIV/0! | 0 | #N/A |  |  |  | #DIV/0! | [7 empty] | 0 | 0 |  |  |  | 0 |  | 1 | 1
| NAMPULA | MUECATE | MUECATE | CS Muecate | [5 empty] | HC | MoH | SP | 16871 |  | 1 | 1 | <8 h | Collection & Delivery | Fixed & Outreach | [12 empty] | 1 | 1 | 0 | 0 | 0 | 0 | 1 | 170 | 0 | 0 | #DIV/0! | 0 | #DIV/0! | #DIV/0! | 0 | 0 | 0 | 0 | 0 | 0 | 170 | 0 | 0 | #DIV/0! | #DIV/0! | 0 | #N/A |  |  |  | #DIV/0! | [7 empty] | 0 | 0 |  |  |  | 0 |  | 1 | 1
| NAMPULA | MUECATE | MUECATE | CS Namahia | [5 empty] | HC | MoH | SP | 22568 |  | 1 | 1 | No | Collection & Delivery | Fixed & Outreach | [12 empty] | 1 | 1 | 0 | 0 | 0 | 0 | 1 | 170 | 0 | 0 | #DIV/0! | 0 | #DIV/0! | #DIV/0! | 0 | 0 | 0 | 0 | 0 | 0 | 170 | 0 | 0 | #DIV/0! | #DIV/0! | 0 | #N/A |  |  |  | #DIV/0! | [7 empty] | 0 | 0 |  |  |  | 0 |  | 1 | 1
| NAMPULA | MUECATE | MUECATE | CS Namina-Rio | [5 empty] | HC | MoH | SP | 11453.2658 |  | 1 | 1 | No | Collection & Delivery | Fixed & Outreach | [12 empty] | 1 | 1 | 0 | 0 | 0 | 0 | 1 | 170 | 0 | 0 | #DIV/0! | 0 | #DIV/0! | #DIV/0! | 0 | 0 | 0 | 0 | 0 | 0 | 170 | 0 | 0 | #DIV/0! | #DIV/0! | 0 | #N/A |  |  |  | #DIV/0! | [7 empty] | 0 | 0 |  |  |  | 0 |  | 1 | 1
| NAMPULA | MUECATE | MUECATE | CS Napala | [5 empty] | HC | MoH | SP | 19468.0687 |  | 1 | 1 | No | Collection & Delivery | Fixed & Outreach | [12 empty] | 1 | 1 | 0 | 0 | 0 | 0 | 1 | 80.5 | 0 | 0 | #DIV/0! | 0 | #DIV/0! | #DIV/0! | 0 | 0 | 0 | 0 | 0 | 0 | 80.5 | 0 | 0 | #DIV/0! | #DIV/0! | 0 | #N/A |  |  |  | #DIV/0! | [7 empty] | 0 | 0 |  |  |  | 0 |  | 1 | 1
| NAMPULA | MUECATE | MUECATE | PS Chinamane | [5 empty] | HC | MoH | SP | 66192.2974 |  | 1 | 1 | No | Collection & Delivery | Fixed & Outreach | [12 empty] | 1 | 1 | 0 | 0 | 0 | 0 | 1 | 170 | 0 | 0 | #DIV/0! | 0 | #DIV/0! | #DIV/0! | 0 | 0 | 0 | 0 | 0 | 0 | 170 | 0 | 0 | #DIV/0! | #DIV/0! | 0 | #N/A |  |  |  | #DIV/0! | [7 empty] | 0 | 0 |  |  |  | 0 |  | 1 | 1
| NAMPULA | MURRUPULA | MURRUPULA | Depósito D. MURRUPULA | [5 empty] | DVS | MoH | LD | 177313 | 79 | 1 | 1 | 8-16 h | Collection & Delivery | No vaccination | [12 empty] | 2 | 2 | 1 | 0 | 0 | 0 | 1 | 161 | 281 | 0 | #DIV/0! | #DIV/0! | #DIV/0! | #DIV/0! | 0 | 0 | 0 | 0 | 0 | 0 | 161 | 281 | 0 | #DIV/0! | #DIV/0! | 0 | #N/A |  |  |  | #DIV/0! | [5 empty] | #DIV/0! | #DIV/0! | 0 | #N/A |  |  |  | #DIV/0! |  | 0 | 0
| NAMPULA | MURRUPULA | MURRUPULA | CS Chinga | [5 empty] | HC | MoH | SP | 42830.1831 |  | 1 | 1 | No | Collection & Delivery | Fixed & Outreach | [12 empty] | 1 | 1 | 0 | 0 | 0 | 0 | 1 | 170 | 0 | 0 | #DIV/0! | 0 | #DIV/0! | #DIV/0! | 0 | 0 | 0 | 0 | 0 | 0 | 170 | 0 | 0 | #DIV/0! | #DIV/0! | 0 | #N/A |  |  |  | #DIV/0! | [7 empty] | 0 | 0 |  |  |  | 0 |  | 1 | 1
| NAMPULA | MURRUPULA | MURRUPULA | CS Murrupula | [5 empty] | HC | MoH | SP | 26758.4735 |  | 1 | 1 | <8 h | Collection & Delivery | Fixed & Outreach | [12 empty] | 1 | 1 | 0 | 0 | 0 | 0 | 1 | 170 | 0 | 0 | #DIV/0! | 0 | #DIV/0! | #DIV/0! | 0 | 0 | 0 | 0 | 0 | 0 | 170 | 0 | 0 | #DIV/0! | #DIV/0! | 0 | #N/A |  |  |  | #DIV/0! | [7 empty] | 0 | 0 |  |  |  | 0 |  | 1 | 1
| NAMPULA | MURRUPULA | MURRUPULA | CS Nihessiue | [5 empty] | HC | MoH | SP | 7788.0912 |  | 1 | 1 | No | Collection & Delivery | Fixed & Outreach | [12 empty] | 1 | 1 | 0 | 0 | 0 | 0 | 1 | 170 | 0 | 0 | #DIV/0! | 0 | #DIV/0! | #DIV/0! | 0 | 0 | 0 | 0 | 0 | 0 | 170 | 0 | 0 | #DIV/0! | #DIV/0! | 0 | #N/A |  |  |  | #DIV/0! | [7 empty] | 0 | 0 |  |  |  | 0 |  | 1 | 1
| NAMPULA | MURRUPULA | MURRUPULA | CS Tiponha | [5 empty] | HC | MoH | SP | 21402.6764 |  | 1 | 1 | No | Collection & Delivery | Fixed & Outreach | [12 empty] | 1 | 1 | 0 | 0 | 0 | 0 | 1 | 170 | 0 | 0 | #DIV/0! | 0 | #DIV/0! | #DIV/0! | 0 | 0 | 0 | 0 | 0 | 0 | 170 | 0 | 0 | #DIV/0! | #DIV/0! | 0 | #N/A |  |  |  | #DIV/0! | [7 empty] | 0 | 0 |  |  |  | 0 |  | 1 | 1
| NAMPULA | MURRUPULA | MURRUPULA | CS Umuato | [5 empty] | HC | MoH | SP | 34844.5287 |  | 1 | 1 | <8 h | Collection & Delivery | Fixed & Outreach | [12 empty] | 1 | 1 | 0 | 0 | 0 | 0 | 1 | 170 | 0 | 0 | #DIV/0! | 0 | #DIV/0! | #DIV/0! | 0 | 0 | 0 | 0 | 0 | 0 | 170 | 0 | 0 | #DIV/0! | #DIV/0! | 0 | #N/A |  |  |  | #DIV/0! | [7 empty] | 0 | 0 |  |  |  | 0 |  | 1 | 1
| NAMPULA | MURRUPULA | MURRUPULA | Kazuzu | [5 empty] | HC | MoH | SP | 12632.1673 |  | 1 | 1 | No | Collection & Delivery | Fixed & Outreach | [12 empty] | 1 | 1 | 0 | 0 | 0 | 0 | 1 | 170 | 0 | 0 | #DIV/0! | 0 | #DIV/0! | #DIV/0! | 0 | 0 | 0 | 0 | 0 | 0 | 170 | 0 | 0 | #DIV/0! | #DIV/0! | 0 | #N/A |  |  |  | #DIV/0! | [7 empty] | 0 | 0 |  |  |  | 0 |  | 1 | 1
| NAMPULA | NACAROA | NACAROA | Depósito D. NACAROA | [5 empty] | DVS | MoH | LD | 154325.9817 | 154 | 1 | 1 | 8-16 h | Collection & Delivery | No vaccination | [12 empty] | 2 | 2 | 1 | 0 | 0 | 0 | 1 | 340 | 281 | 0 | #DIV/0! | #DIV/0! | #DIV/0! | #DIV/0! | 0 | 0 | 0 | 0 | 0 | 0 | 340 | 281 | 0 | #DIV/0! | #DIV/0! | 0 | #N/A |  |  |  | #DIV/0! | [5 empty] | #DIV/0! | #DIV/0! | 0 | #N/A |  |  |  | #DIV/0! |  | 0 | 0
| NAMPULA | NACAROA | NACAROA | CS Halaca | [5 empty] | HC | MoH | SP | 15718.6869 |  | 1 | 1 | No | Collection & Delivery | Fixed & Outreach | [12 empty] | 1 | 1 | 0 | 0 | 0 | 0 | 1 | 20 | 34.3 | 0 | #DIV/0! | 0 | #DIV/0! | #DIV/0! | 0 | 0 | 0 | 0 | 0 | 0 | 20 | 34.3 | 0 | #DIV/0! | #DIV/0! | 0 | #N/A |  |  |  | #DIV/0! | [7 empty] | 0 | 0 |  |  |  | 0 |  | 1 | 1
| NAMPULA | NACAROA | NACAROA | CS Mahetha | [5 empty] | HC | MoH | SP | 32096.9973 |  | 1 | 1 | No | Collection & Delivery | Fixed & Outreach | [12 empty] | 1 | 1 | 0 | 0 | 0 | 0 | 1 | 20 | 34.3 | 0 | #DIV/0! | 0 | #DIV/0! | #DIV/0! | 0 | 0 | 0 | 0 | 0 | 0 | 20 | 34.3 | 0 | #DIV/0! | #DIV/0! | 0 | #N/A |  |  |  | #DIV/0! | [7 empty] | 0 | 0 |  |  |  | 0 |  | 1 | 1
| NAMPULA | NACAROA | NACAROA | CS Muchico | [5 empty] | HC | MoH | SP | 32278.3667 |  | 1 | 1 | No | Collection & Delivery | Fixed & Outreach | [12 empty] | 1 | 1 | 0 | 0 | 0 | 0 | 1 | 20 | 34.3 | 0 | #DIV/0! | 0 | #DIV/0! | #DIV/0! | 0 | 0 | 0 | 0 | 0 | 0 | 20 | 34.3 | 0 | #DIV/0! | #DIV/0! | 0 | #N/A |  |  |  | #DIV/0! | [7 empty] | 0 | 0 |  |  |  | 0 |  | 1 | 1
| NAMPULA | NACAROA | NACAROA | CS Nacaroa | [5 empty] | HC | MoH | SP | 23860.8804 |  | 1 | 1 | <8 h | Collection & Delivery | Fixed & Outreach | [12 empty] | 1 | 1 | 0 | 0 | 0 | 0 | 1 | 20 | 34.3 | 0 | #DIV/0! | 0 | #DIV/0! | #DIV/0! | 0 | 0 | 0 | 0 | 0 | 0 | 20 | 34.3 | 0 | #DIV/0! | #DIV/0! | 0 | #N/A |  |  |  | #DIV/0! | [7 empty] | 0 | 0 |  |  |  | 0 |  | 1 | 1
| NAMPULA | NACAROA | NACAROA | CS Nachere | [5 empty] | HC | MoH | SP | 9462.52 |  | 1 | 1 | No | Collection & Delivery | Fixed & Outreach | [12 empty] | 1 | 1 | 0 | 0 | 0 | 0 | 1 | 20 | 34.3 | 0 | #DIV/0! | 0 | #DIV/0! | #DIV/0! | 0 | 0 | 0 | 0 | 0 | 0 | 20 | 34.3 | 0 | #DIV/0! | #DIV/0! | 0 | #N/A |  |  |  | #DIV/0! | [7 empty] | 0 | 0 |  |  |  | 0 |  | 1 | 1
| NAMPULA | NACAROA | NACAROA | CS Nahadje | [5 empty] | HC | MoH | SP | 30681.6677 |  | 1 | 1 | No | Collection & Delivery | Fixed & Outreach | [12 empty] | 1 | 1 | 0 | 0 | 0 | 0 | 1 | 20 | 34.3 | 0 | #DIV/0! | 0 | #DIV/0! | #DIV/0! | 0 | 0 | 0 | 0 | 0 | 0 | 20 | 34.3 | 0 | #DIV/0! | #DIV/0! | 0 | #N/A |  |  |  | #DIV/0! | [7 empty] | 0 | 0 |  |  |  | 0 |  | 1 | 1
| NAMPULA | NACAROA | NACAROA | CS Saua-Saua | [5 empty] | HC | MoH | SP | 10226.8627 |  | 1 | 1 | No | Collection & Delivery | Fixed & Outreach | [12 empty] | 1 | 1 | 0 | 0 | 0 | 0 | 1 | 20 | 34.3 | 0 | #DIV/0! | 0 | #DIV/0! | #DIV/0! | 0 | 0 | 0 | 0 | 0 | 0 | 20 | 34.3 | 0 | #DIV/0! | #DIV/0! | 0 | #N/A |  |  |  | #DIV/0! | [7 empty] | 0 | 0 |  |  |  | 0 |  | 1 | 1
| NAMPULA | RAPALE | RAPALE | Depósito D. RAPALE | [5 empty] | DVS | MoH | LD | 288016 | 12 | 1 | 1 | 8-16 h | Collection & Delivery | No vaccination | [12 empty] | 2 | 2 | 1 | 0 | 0 | 0 | 1 | 40 | 349.6 | 0 | #DIV/0! | #DIV/0! | #DIV/0! | #DIV/0! | 0 | 0 | 0 | 0 | 0 | 0 | 40 | 349.6 | 0 | #DIV/0! | #DIV/0! | 0 | #N/A |  |  |  | #DIV/0! | [5 empty] | #DIV/0! | #DIV/0! | 0 | #N/A |  |  |  | #DIV/0! |  | 0 | 0
| NAMPULA | RAPALE | RAPALE | CS Caramaja | [5 empty] | HC | MoH | SP | 32238 |  | 1 | 1 | No | Collection & Delivery | Fixed & Outreach | [12 empty] | 1 | 1 | 0 | 0 | 0 | 0 | 1 | 20 | 34.3 | 0 | #DIV/0! | 0 | #DIV/0! | #DIV/0! | 0 | 0 | 0 | 0 | 0 | 0 | 20 | 34.3 | 0 | #DIV/0! | #DIV/0! | 0 | #N/A |  |  |  | #DIV/0! | [7 empty] | 0 | 0 |  |  |  | 0 |  | 1 | 1
| NAMPULA | RAPALE | RAPALE | CS Muleheia | [5 empty] | HC | MoH | SP | 8182.1379 |  | 1 | 1 | No | Collection & Delivery | Fixed & Outreach | [12 empty] | 1 | 1 | 0 | 0 | 0 | 0 | 1 | 20 | 34.3 | 0 | #DIV/0! | 0 | #DIV/0! | #DIV/0! | 0 | 0 | 0 | 0 | 0 | 0 | 20 | 34.3 | 0 | #DIV/0! | #DIV/0! | 0 | #N/A |  |  |  | #DIV/0! | [7 empty] | 0 | 0 |  |  |  | 0 |  | 1 | 1
| NAMPULA | RAPALE | RAPALE | CS Mutive | [5 empty] | HC | MoH | SP | 59155.594 |  | 1 | 1 | <8 h | Collection & Delivery | Fixed & Outreach | [12 empty] | 1 | 1 | 0 | 0 | 0 | 0 | 1 | 20 | 34.3 | 0 | #DIV/0! | 0 | #DIV/0! | #DIV/0! | 0 | 0 | 0 | 0 | 0 | 0 | 20 | 34.3 | 0 | #DIV/0! | #DIV/0! | 0 | #N/A |  |  |  | #DIV/0! | [7 empty] | 0 | 0 |  |  |  | 0 |  | 1 | 1
| NAMPULA | RAPALE | RAPALE | CS Mutovo | [5 empty] | HC | MoH | SP | 28636.9429 |  | 1 | 1 | No | Collection & Delivery | Fixed & Outreach | [12 empty] | 1 | 1 | 0 | 0 | 0 | 0 | 1 | 20 | 34.3 | 0 | #DIV/0! | 0 | #DIV/0! | #DIV/0! | 0 | 0 | 0 | 0 | 0 | 0 | 20 | 34.3 | 0 | #DIV/0! | #DIV/0! | 0 | #N/A |  |  |  | #DIV/0! | [7 empty] | 0 | 0 |  |  |  | 0 |  | 1 | 1
| NAMPULA | RAPALE | RAPALE | CS Namaita | [5 empty] | HC | MoH | SP | 61364.415 |  | 1 | 1 | <8 h | Collection & Delivery | Fixed & Outreach | [12 empty] | 1 | 1 | 0 | 0 | 0 | 0 | 1 | 20 | 34.3 | 0 | #DIV/0! | 0 | #DIV/0! | #DIV/0! | 0 | 0 | 0 | 0 | 1 | 1 | 0 | 0 | 0 | #DIV/0! | #DIV/0! | 0 | #N/A |  |  |  | #DIV/0! | [7 empty] | 0 | 0 |  |  |  | 0 |  | 1 | 1
| NAMPULA | RAPALE | RAPALE | CS Namucaua | [5 empty] | HC | MoH | SP | 25452.1815 |  | 1 | 1 | No | Collection & Delivery | Fixed & Outreach | [12 empty] | 1 | 1 | 0 | 0 | 0 | 0 | 1 | 105 | 0 | 0 | #DIV/0! | 0 | #DIV/0! | #DIV/0! | 0 | 0 | 0 | 0 | 0 | 0 | 105 | 0 | 0 | #DIV/0! | #DIV/0! | 0 | #N/A |  |  |  | #DIV/0! | [7 empty] | 0 | 0 |  |  |  | 0 |  | 1 | 1
| NAMPULA | RAPALE | RAPALE | CS Rapale | [5 empty] | HC | MoH | SP | 30735.6467 |  | 1 | 1 | <8 h | Collection & Delivery | Fixed & Outreach | [12 empty] | 1 | 1 | 0 | 0 | 0 | 0 | 1 | 36 | 34.3 | 0 | #DIV/0! | 0 | #DIV/0! | #DIV/0! | 0 | 0 | 0 | 0 | 0 | 0 | 36 | 34.3 | 0 | #DIV/0! | #DIV/0! | 0 | #N/A |  |  |  | #DIV/0! | [7 empty] | 0 | 0 |  |  |  | 0 |  | 1 | 1
| NAMPULA | MOMA | MOMA | Depósito D. MOMA | [5 empty] | DVS | MoH | LD | 723425.5752 | 202 | 1 | 1 | 8-16 h | Collection & Delivery | No vaccination | [12 empty] | 3 | 3 | 0 | 0 | 0 | 0 | 1 | 108 | 102.9 | 0 | #DIV/0! | #DIV/0! | #DIV/0! | #DIV/0! | 0 | 0 | 0 | 0 | 0 | 0 | 108 | 102.9 | 0 | #DIV/0! | #DIV/0! | 0 | #N/A |  |  |  | #DIV/0! | [5 empty] | #DIV/0! | #DIV/0! | 0 | #N/A |  |  |  | #DIV/0! |  | 0 | 0
| NAMPULA | MOMA | MOMA | C.S.Chalaua | [5 empty] | HC | MoH | SP | 85600 |  | 1 | 1 | <8 h | Collection & Delivery | Fixed & Outreach | [12 empty] | 1 | 1 | 0 | 0 | 0 | 0 | 1 | 36 | 34.3 | 0 | #DIV/0! | 0 | #DIV/0! | #DIV/0! | 0 | 0 | 0 | 0 | 0 | 0 | 36 | 34.3 | 0 | #DIV/0! | #DIV/0! | 0 | #N/A |  |  |  | #DIV/0! | [7 empty] | 0 | 0 |  |  |  | 0 |  | 1 | 1
| NAMPULA | MOMA | MOMA | C.S.Mavuco | [5 empty] | HC | MoH | SP | 78204 |  | 1 | 1 | No | Collection & Delivery | Fixed & Outreach | [12 empty] | 1 | 1 | 0 | 0 | 0 | 0 | 1 | 36 | 34.3 | 0 | #DIV/0! | 0 | #DIV/0! | #DIV/0! | 0 | 0 | 0 | 0 | 0 | 0 | 36 | 34.3 | 0 | #DIV/0! | #DIV/0! | 0 | #N/A |  |  |  | #DIV/0! | [7 empty] | 0 | 0 |  |  |  | 0 |  | 1 | 1
| NAMPULA | MOMA | MOMA | C.S.Micane | [5 empty] | HC | MoH | SP | 50007 |  | 1 | 1 | <8 h | Collection & Delivery | Fixed & Outreach | [12 empty] | 1 | 1 | 0 | 0 | 0 | 0 | 1 | 36 | 34.3 | 0 | #DIV/0! | 0 | #DIV/0! | #DIV/0! | 0 | 0 | 0 | 0 | 0 | 0 | 36 | 34.3 | 0 | #DIV/0! | #DIV/0! | 0 | #N/A |  |  |  | #DIV/0! | [7 empty] | 0 | 0 |  |  |  | 0 |  | 1 | 1
| NAMPULA | MOMA | MOMA | C.S.Uala | [5 empty] | HC | MoH | SP | 65125 |  | 1 | 1 | No | Collection & Delivery | Fixed & Outreach | [12 empty] | 1 | 1 | 0 | 0 | 0 | 0 | 1 | 36 | 34.3 | 0 | #DIV/0! | 0 | #DIV/0! | #DIV/0! | 0 | 0 | 0 | 0 | 0 | 0 | 36 | 34.3 | 0 | #DIV/0! | #DIV/0! | 0 | #N/A |  |  |  | #DIV/0! | [7 empty] | 0 | 0 |  |  |  | 0 |  | 1 | 1
| NAMPULA | MOMA | MOMA | Centro de Saude de Piqueira | [5 empty] | HC | MoH | SP | 53689 |  | 1 | 1 | No | Collection & Delivery | Fixed & Outreach | [12 empty] | 1 | 1 | 0 | 0 | 0 | 0 | 1 | 36 | 34.3 | 0 | #DIV/0! | 0 | #DIV/0! | #DIV/0! | 0 | 0 | 0 | 0 | 0 | 0 | 36 | 34.3 | 0 | #DIV/0! | #DIV/0! | 0 | #N/A |  |  |  | #DIV/0! | [7 empty] | 0 | 0 |  |  |  | 0 |  | 1 | 1
| NAMPULA | MOMA | MOMA | CS Briganha | [5 empty] | HC | MoH | SP | 38024 |  | 1 | 1 | No | Collection & Delivery | Fixed & Outreach | [12 empty] | 1 | 1 | 0 | 0 | 0 | 0 | 1 | 36 | 34.3 | 0 | #DIV/0! | 0 | #DIV/0! | #DIV/0! | 0 | 0 | 0 | 0 | 0 | 0 | 36 | 34.3 | 0 | #DIV/0! | #DIV/0! | 0 | #N/A |  |  |  | #DIV/0! | [7 empty] | 0 | 0 |  |  |  | 0 |  | 1 | 1
| NAMPULA | MOMA | MOMA | CS Ligonha (Mucoroge) | [5 empty] | HC | MoH | SP | 84500 |  | 1 | 1 | <8 h | Collection & Delivery | Fixed & Outreach | [12 empty] | 2 | 2 | 0 | 0 | 0 | 0 | 1 | 141 | 34.3 | 0 | #DIV/0! | 0 | #DIV/0! | #DIV/0! | 0 | 0 | 0 | 0 | 0 | 0 | 141 | 34.3 | 0 | #DIV/0! | #DIV/0! | 0 | #N/A |  |  |  | #DIV/0! | [7 empty] | 0 | 0 |  |  |  | 0 |  | 1 | 1
| NAMPULA | MOMA | MOMA | CS Pilivili | [5 empty] | HC | MoH | SP | 59687 |  | 1 | 1 | <8 h | Collection & Delivery | Fixed & Outreach | [12 empty] | 2 | 2 | 0 | 0 | 0 | 0 | 1 | 72 | 68.6 | 0 | #DIV/0! | 0 | #DIV/0! | #DIV/0! | 0 | 0 | 0 | 0 | 0 | 0 | 72 | 68.6 | 0 | #DIV/0! | #DIV/0! | 0 | #N/A |  |  |  | #DIV/0! | [7 empty] | 0 | 0 |  |  |  | 0 |  | 1 | 1
| NAMPULA | MOMA | MOMA | HD Moma | [5 empty] | RH | MoH | SP | 67202 |  | 1 | 1 | <8 h | Collection & Delivery | Fixed & Outreach | [12 empty] | 2 | 2 | 0 | 0 | 0 | 0 | 1 | 116.5 | 34.3 | 0 | #DIV/0! | 0 | #DIV/0! | #DIV/0! | 0 | 0 | 0 | 0 | 0 | 0 | 116.5 | 34.3 | 0 | #DIV/0! | #DIV/0! | 0 | #N/A |  |  |  | #DIV/0! | [7 empty] | 0 | 0 |  |  |  | 0 |  | 1 | 1
| NAMPULA | MOMA | MOMA | PS Metil | [5 empty] | HC | MoH | SP | 68790 |  | 1 | 1 | <8 h | Collection & Delivery | Fixed & Outreach | [12 empty] | 2 | 2 | 0 | 0 | 0 | 0 | 1 | 116.5 | 34.3 | 0 | #DIV/0! | 0 | #DIV/0! | #DIV/0! | 0 | 0 | 0 | 0 | 0 | 0 | 116.5 | 34.3 | 0 | #DIV/0! | #DIV/0! | 0 | #N/A |  |  |  | #DIV/0! | [7 empty] | 0 | 0 |  |  |  | 0 |  | 1 | 1
| NAMPULA | MOMA | MOMA | PS Savara | [5 empty] | HC | MoH | SP | 72598 |  | 1 | 1 | <8 h | Collection & Delivery | Fixed & Outreach | [12 empty] | 2 | 2 | 0 | 0 | 0 | 0 | 1 | 116.5 | 34.3 | 0 | #DIV/0! | 0 | #DIV/0! | #DIV/0! | 0 | 0 | 0 | 0 | 0 | 0 | 116.5 | 34.3 | 0 | #DIV/0! | #DIV/0! | 0 | #N/A |  |  |  | #DIV/0! | [7 empty] | 0 | 0 |  |  |  | 0 |  | 1 | 1
| NAMPULA | MOGINCUAL | MOGINCUAL | Depósito D. MOGINCUAL | [5 empty] | DVS | MoH | LD | 206358.5059 | 188 | 1 | 1 | 8-16 h | Collection & Delivery | No vaccination | [12 empty] | 2 | 2 | 1 | 0 | 0 | 0 | 1 | 72 | 349.6 | 0 | #DIV/0! | #DIV/0! | #DIV/0! | #DIV/0! | 0 | 0 | 0 | 0 | 0 | 0 | 72 | 349.6 | 0 | #DIV/0! | #DIV/0! | 0 | #N/A |  |  |  | #DIV/0! | [5 empty] | #DIV/0! | #DIV/0! | 0 | #N/A |  |  |  | #DIV/0! |  | 0 | 0
| NAMPULA | MOGINCUAL | MOGINCUAL | CS Mepeone (NAKIRA) | [5 empty] | HC | MoH | SP | 21364.8911 |  | 1 | 1 | No | Collection & Delivery | Fixed & Outreach | [12 empty] | 1 | 1 | 0 | 0 | 0 | 0 | 1 | 80.5 | 0 | 0 | #DIV/0! | 0 | #DIV/0! | #DIV/0! | 0 | 0 | 0 | 0 | 0 | 0 | 80.5 | 0 | 0 | #DIV/0! | #DIV/0! | 0 | #N/A |  |  |  | #DIV/0! | [7 empty] | 0 | 0 |  |  |  | 0 |  | 1 | 1
| NAMPULA | MOGINCUAL | MOGINCUAL | CS Namige | [5 empty] | HC | MoH | SP | 7255.8582 |  | 1 | 1 | <8 h | Collection & Delivery | Fixed & Outreach | [12 empty] | 1 | 1 | 0 | 0 | 0 | 0 | 1 | 80.5 | 0 | 0 | #DIV/0! | 0 | #DIV/0! | #DIV/0! | 0 | 0 | 0 | 0 | 0 | 0 | 80.5 | 0 | 0 | #DIV/0! | #DIV/0! | 0 | #N/A |  |  |  | #DIV/0! | [7 empty] | 0 | 0 |  |  |  | 0 |  | 1 | 1
| NAMPULA | MOGINCUAL | MOGINCUAL | CS Quixaxe | [5 empty] | HC | MoH | SP | 11167.177 |  | 1 | 1 | <8 h | Collection & Delivery | Fixed & Outreach | [12 empty] | 1 | 1 | 0 | 0 | 0 | 0 | 1 | 80.5 | 0 | 0 | #DIV/0! | 0 | #DIV/0! | #DIV/0! | 0 | 0 | 0 | 0 | 0 | 0 | 80.5 | 0 | 0 | #DIV/0! | #DIV/0! | 0 | #N/A |  |  |  | #DIV/0! | [7 empty] | 0 | 0 |  |  |  | 0 |  | 1 | 1
| NAMPULA | MOGINCUAL | MOGINCUAL | CS Radanamaga | [5 empty] | HC | MoH | SP | 9338.3682 |  | 1 | 1 | No | Collection & Delivery | Fixed & Outreach | [12 empty] | 1 | 1 | 0 | 0 | 0 | 0 | 1 | 80.5 | 0 | 0 | #DIV/0! | 0 | #DIV/0! | #DIV/0! | 0 | 0 | 0 | 0 | 0 | 0 | 80.5 | 0 | 0 | #DIV/0! | #DIV/0! | 0 | #N/A |  |  |  | #DIV/0! | [7 empty] | 0 | 0 |  |  |  | 0 |  | 1 | 1
| NAMPULA | MOGINCUAL | MOGINCUAL | CS Xa-Momade | [5 empty] | HC | MoH | SP | 72845.7498 |  | 1 | 1 | No | Collection & Delivery | Fixed & Outreach | [12 empty] | 1 | 1 | 0 | 0 | 0 | 0 | 1 | 80.5 | 0 | 0 | #DIV/0! | 0 | #DIV/0! | #DIV/0! | 0 | 0 | 0 | 0 | 0 | 0 | 80.5 | 0 | 0 | #DIV/0! | #DIV/0! | 0 | #N/A |  |  |  | #DIV/0! | [7 empty] | 0 | 0 |  |  |  | 0 |  | 1 | 1
| NAMPULA | MOGINCUAL | MOGINCUAL | CS Xa-Selemane | [5 empty] | HC | MoH | SP | 84386.4616 |  | 1 | 1 | No | Collection & Delivery | Fixed & Outreach | [12 empty] | 1 | 1 | 0 | 0 | 0 | 0 | 1 | 55.5 | 0 | 0 | #DIV/0! | 0 | #DIV/0! | #DIV/0! | 0 | 0 | 0 | 0 | 0 | 0 | 55.5 | 0 | 0 | #DIV/0! | #DIV/0! | 0 | #N/A |  |  |  | #DIV/0! | [7 empty] | 0 | 0 |  |  |  | 0 |  | 1 | 1
| NAMPULA | MALEMA | MALEMA | Depósito D. MALEMA | [5 empty] | DVS | MoH | LD | 268967 | 340 | 1 | 1 | 8-16 h | Collection & Delivery | No vaccination | [12 empty] | 3 | 3 | 0 | 0 | 0 | 0 | 1 | 241.5 | 0 | 0 | #DIV/0! | #DIV/0! | #DIV/0! | #DIV/0! | 0 | 0 | 0 | 0 | 0 | 0 | 241.5 | 0 | 0 | #DIV/0! | #DIV/0! | 0 | #N/A |  |  |  | #DIV/0! | [5 empty] | Extens_Electric | #DIV/0! | 0 | #N/A |  |  |  | 0 |  | 0 | 0
| NAMPULA | MALEMA | MALEMA | CS Chuhulo | [5 empty] | HC | MoH | SP | 60511.5467 |  | 1 | 1 | No | Collection & Delivery | Fixed & Outreach | [12 empty] | 1 | 1 | 0 | 0 | 0 | 0 | 1 | 80.5 | 0 | 0 | #DIV/0! | 0 | #DIV/0! | #DIV/0! | 0 | 0 | 0 | 0 | 0 | 0 | 80.5 | 0 | 0 | #DIV/0! | #DIV/0! | 0 | #N/A |  |  |  | #DIV/0! | [7 empty] | 0 | 0 |  |  |  | 0 |  | 1 | 1
| NAMPULA | MALEMA | MALEMA | CS Cunvarre | [5 empty] | HC | MoH | SP | 32878.6133 |  | 1 | 1 | No | Collection & Delivery | Fixed & Outreach | [12 empty] | 1 | 1 | 0 | 0 | 0 | 0 | 1 | 80.5 | 0 | 0 | #DIV/0! | 0 | #DIV/0! | #DIV/0! | 0 | 0 | 0 | 0 | 0 | 0 | 80.5 | 0 | 0 | #DIV/0! | #DIV/0! | 0 | #N/A |  |  |  | #DIV/0! | [7 empty] | 0 | 0 |  |  |  | 0 |  | 1 | 1
| NAMPULA | MALEMA | MALEMA | CS Malema | [5 empty] | HC | MoH | SP | 21455.5758 |  | 1 | 1 | <8 h | Collection & Delivery | Fixed & Outreach | [12 empty] | 1 | 1 | 0 | 0 | 0 | 0 | 1 | 80.5 | 0 | 0 | #DIV/0! | 0 | #DIV/0! | #DIV/0! | 0 | 0 | 0 | 0 | 0 | 0 | 80.5 | 0 | 0 | #DIV/0! | #DIV/0! | 0 | #N/A |  |  |  | #DIV/0! | [7 empty] | 0 | 0 |  |  |  | 0 |  | 1 | 1
| NAMPULA | MALEMA | MALEMA | CS Murralelo | [5 empty] | HC | MoH | SP | 9252.0018 |  | 1 | 1 | No | Collection & Delivery | Fixed & Outreach | [12 empty] | 1 | 1 | 0 | 0 | 0 | 0 | 1 | 170 | 0 | 0 | #DIV/0! | 0 | #DIV/0! | #DIV/0! | 0 | 0 | 0 | 0 | 0 | 0 | 170 | 0 | 0 | #DIV/0! | #DIV/0! | 0 | #N/A |  |  |  | #DIV/0! | [7 empty] | 0 | 0 |  |  |  | 0 |  | 1 | 1
| NAMPULA | MALEMA | MALEMA | CS Murripa | [5 empty] | HC | MoH | SP | 37603.9356 |  | 1 | 1 | No | Collection & Delivery | Fixed & Outreach | [12 empty] | 1 | 1 | 0 | 0 | 0 | 0 | 1 | 170 | 0 | 0 | #DIV/0! | 0 | #DIV/0! | #DIV/0! | 0 | 0 | 0 | 0 | 0 | 0 | 170 | 0 | 0 | #DIV/0! | #DIV/0! | 0 | #N/A |  |  |  | #DIV/0! | [7 empty] | 0 | 0 |  |  |  | 0 |  | 1 | 1
| NAMPULA | MALEMA | MALEMA | CS Murumbo | [5 empty] | HC | MoH | SP | 12666.7138 |  | 1 | 1 | No | Collection & Delivery | Fixed & Outreach | [12 empty] | 1 | 1 | 0 | 0 | 0 | 0 | 1 | 170 | 0 | 0 | #DIV/0! | 0 | #DIV/0! | #DIV/0! | 0 | 0 | 0 | 0 | 0 | 0 | 170 | 0 | 0 | #DIV/0! | #DIV/0! | 0 | #N/A |  |  |  | #DIV/0! | [7 empty] | 0 | 0 |  |  |  | 0 |  | 1 | 1
| NAMPULA | MALEMA | MALEMA | CS Mutuali | [5 empty] | HC | MoH | SP | 17348.8529 |  | 1 | 1 | <8 h | Collection & Delivery | Fixed & Outreach | [12 empty] | 1 | 1 | 0 | 0 | 0 | 0 | 1 | 170 | 0 | 0 | #DIV/0! | 0 | #DIV/0! | #DIV/0! | 0 | 0 | 0 | 0 | 0 | 0 | 170 | 0 | 0 | #DIV/0! | #DIV/0! | 0 | #N/A |  |  |  | #DIV/0! | [7 empty] | 0 | 0 |  |  |  | 0 |  | 1 | 1
| NAMPULA | MALEMA | MALEMA | CS Nakata | [5 empty] | HC | MoH | SP | 34256.1576 |  | 1 | 1 | No | Collection & Delivery | Fixed & Outreach | [12 empty] | 1 | 1 | 0 | 0 | 0 | 0 | 1 | 170 | 0 | 0 | #DIV/0! | 0 | #DIV/0! | #DIV/0! | 0 | 0 | 0 | 0 | 0 | 0 | 170 | 0 | 0 | #DIV/0! | #DIV/0! | 0 | #N/A |  |  |  | #DIV/0! | [7 empty] | 0 | 0 |  |  |  | 0 |  | 1 | 1
| NAMPULA | MALEMA | MALEMA | CS Nataleia | [5 empty] | HC | MoH | SP | 38537.7724 |  | 1 | 1 | No | Collection & Delivery | Fixed & Outreach | [12 empty] | 1 | 1 | 0 | 0 | 0 | 0 | 1 | 170 | 0 | 0 | #DIV/0! | 0 | #DIV/0! | #DIV/0! | 0 | 0 | 0 | 0 | 0 | 0 | 170 | 0 | 0 | #DIV/0! | #DIV/0! | 0 | #N/A |  |  |  | #DIV/0! | [7 empty] | 0 | 0 |  |  |  | 0 |  | 1 | 1
| NAMPULA | MECUBURI | MECUBURI | Depósito D. MECUBURI | [5 empty] | DVS | MoH | LD | 248414.63 | 143 | 1 | 1 | 8-16 h | Collection & Delivery | No vaccination | [12 empty] | 2 | 2 | 1 | 0 | 0 | 0 | 1 | 161 | 281 | 0 | #DIV/0! | #DIV/0! | #DIV/0! | #DIV/0! | 0 | 0 | 0 | 0 | 0 | 0 | 161 | 281 | 0 | #DIV/0! | #DIV/0! | 0 | #N/A |  |  |  | #DIV/0! | [5 empty] | #DIV/0! | #DIV/0! | 0 | #N/A |  |  |  | #DIV/0! |  | 0 | 0
| NAMPULA | MECUBURI | MECUBURI | C.S de Namina | [5 empty] | HC | MoH | SP | 9430.1326 |  | 1 | 1 | <8 h | Collection & Delivery | Fixed & Outreach | [12 empty] | 1 | 1 | 0 | 0 | 0 | 0 | 1 | 80.5 | 0 | 0 | #DIV/0! | 0 | #DIV/0! | #DIV/0! | 0 | 0 | 0 | 0 | 0 | 0 | 80.5 | 0 | 0 | #DIV/0! | #DIV/0! | 0 | #N/A |  |  |  | #DIV/0! | [7 empty] | 0 | 0 |  |  |  | 0 |  | 1 | 1
| NAMPULA | MECUBURI | MECUBURI | CS Issipe | [5 empty] | HC | MoH | SP | 32495.3623 |  | 1 | 1 | No | Collection & Delivery | Fixed & Outreach | [12 empty] | 1 | 1 | 0 | 0 | 0 | 0 | 1 | 80.5 | 0 | 0 | #DIV/0! | 0 | #DIV/0! | #DIV/0! | 0 | 0 | 0 | 0 | 0 | 0 | 80.5 | 0 | 0 | #DIV/0! | #DIV/0! | 0 | #N/A |  |  |  | #DIV/0! | [7 empty] | 0 | 0 |  |  |  | 0 |  | 1 | 1
| NAMPULA | MECUBURI | MECUBURI | CS Malithe | [5 empty] | HC | MoH | SP | 6670.7257 |  | 1 | 1 | No | Collection & Delivery | Fixed & Outreach | [12 empty] | 1 | 1 | 0 | 0 | 0 | 0 | 1 | 80.5 | 0 | 0 | #DIV/0! | 0 | #DIV/0! | #DIV/0! | 0 | 0 | 0 | 0 | 0 | 0 | 80.5 | 0 | 0 | #DIV/0! | #DIV/0! | 0 | #N/A |  |  |  | #DIV/0! | [7 empty] | 0 | 0 |  |  |  | 0 |  | 1 | 1
| NAMPULA | MECUBURI | MECUBURI | CS Mecuburi | [5 empty] | HC | MoH | SP | 14843.1474 |  | 1 | 1 | <8 h | Collection & Delivery | Fixed & Outreach | [12 empty] | 1 | 1 | 0 | 0 | 0 | 0 | 1 | 80.5 | 0 | 0 | #DIV/0! | 0 | #DIV/0! | #DIV/0! | 0 | 0 | 0 | 0 | 0 | 0 | 80.5 | 0 | 0 | #DIV/0! | #DIV/0! | 0 | #N/A |  |  |  | #DIV/0! | [7 empty] | 0 | 0 |  |  |  | 0 |  | 1 | 1
| NAMPULA | MECUBURI | MECUBURI | CS Mualua | [5 empty] | HC | MoH | SP | 14177.0465 |  | 1 | 1 | No | Collection & Delivery | Fixed & Outreach | [12 empty] | 1 | 1 | 0 | 0 | 0 | 0 | 1 | 80.5 | 0 | 0 | #DIV/0! | 0 | #DIV/0! | #DIV/0! | 0 | 0 | 0 | 0 | 0 | 0 | 80.5 | 0 | 0 | #DIV/0! | #DIV/0! | 0 | #N/A |  |  |  | #DIV/0! | [7 empty] | 0 | 0 |  |  |  | 0 |  | 1 | 1
| NAMPULA | MECUBURI | MECUBURI | CS Muite | [5 empty] | HC | MoH | SP | 32711.2784 |  | 1 | 1 | No | Collection & Delivery | Fixed & Outreach | [12 empty] | 1 | 1 | 0 | 0 | 0 | 0 | 1 | 170 | 0 | 0 | #DIV/0! | 0 | #DIV/0! | #DIV/0! | 0 | 0 | 0 | 0 | 0 | 0 | 170 | 0 | 0 | #DIV/0! | #DIV/0! | 0 | #N/A |  |  |  | #DIV/0! | [7 empty] | 0 | 0 |  |  |  | 0 |  | 1 | 1
| NAMPULA | MECUBURI | MECUBURI | CS Nahipa | [5 empty] | HC | MoH | SP | 11859.1879 |  | 1 | 1 | <8 h | Collection & Delivery | Fixed & Outreach | [12 empty] | 1 | 1 | 0 | 0 | 0 | 0 | 1 | 170 | 0 | 0 | #DIV/0! | 0 | #DIV/0! | #DIV/0! | 0 | 0 | 0 | 0 | 0 | 0 | 170 | 0 | 0 | #DIV/0! | #DIV/0! | 0 | #N/A |  |  |  | #DIV/0! | [7 empty] | 0 | 0 |  |  |  | 0 |  | 1 | 1
| NAMPULA | MECUBURI | MECUBURI | CS Namina | [5 empty] | HC | MoH | SP | 8556.7522 |  | 1 | 1 | <8 h | Collection & Delivery | Fixed & Outreach | [12 empty] | 1 | 1 | 0 | 0 | 0 | 0 | 1 | 170 | 0 | 0 | #DIV/0! | 0 | #DIV/0! | #DIV/0! | 0 | 0 | 0 | 0 | 0 | 0 | 170 | 0 | 0 | #DIV/0! | #DIV/0! | 0 | #N/A |  |  |  | #DIV/0! | [7 empty] | 0 | 0 |  |  |  | 0 |  | 1 | 1
| NAMPULA | MECUBURI | MECUBURI | CS Nipai | [5 empty] | HC | MoH | SP | 21920.8748 |  | 1 | 1 | No | Collection & Delivery | Fixed & Outreach | [12 empty] | 1 | 1 | 0 | 0 | 0 | 0 | 1 | 170 | 0 | 0 | #DIV/0! | 0 | #DIV/0! | #DIV/0! | 0 | 0 | 0 | 0 | 0 | 0 | 170 | 0 | 0 | #DIV/0! | #DIV/0! | 0 | #N/A |  |  |  | #DIV/0! | [7 empty] | 0 | 0 |  |  |  | 0 |  | 1 | 1
| NAMPULA | MECUBURI | MECUBURI | CS Ratane | [5 empty] | HC | MoH | SP | 7943.5507 |  | 1 | 1 | No | Collection & Delivery | Fixed & Outreach | [12 empty] | 1 | 1 | 0 | 0 | 0 | 0 | 1 | 170 | 0 | 0 | #DIV/0! | 0 | #DIV/0! | #DIV/0! | 0 | 0 | 0 | 0 | 0 | 0 | 170 | 0 | 0 | #DIV/0! | #DIV/0! | 0 | #N/A |  |  |  | #DIV/0! | [7 empty] | 0 | 0 |  |  |  | 0 |  | 1 | 1
| NAMPULA | MECUBURI | MECUBURI | CS Unidade Moçambicana | [5 empty] | HC | MoH | SP | 22987.5 |  | 1 | 1 | No | Collection & Delivery | Fixed & Outreach | [12 empty] | 1 | 1 | 0 | 0 | 0 | 0 | 1 | 170 | 0 | 0 | #DIV/0! | 0 | #DIV/0! | #DIV/0! | 0 | 0 | 0 | 0 | 0 | 0 | 170 | 0 | 0 | #DIV/0! | #DIV/0! | 0 | #N/A |  |  |  | #DIV/0! | [7 empty] | 0 | 0 |  |  |  | 0 |  | 1 | 1
| NAMPULA | MECUBURI | MECUBURI | PS Milhana | [5 empty] | HC | MoH | SP | 12536.0846 |  | 1 | 1 | No | Collection & Delivery | Fixed & Outreach | [12 empty] | 1 | 1 | 0 | 0 | 0 | 0 | 1 | 170 | 0 | 0 | #DIV/0! | 0 | #DIV/0! | #DIV/0! | 0 | 0 | 0 | 0 | 0 | 0 | 170 | 0 | 0 | #DIV/0! | #DIV/0! | 0 | #N/A |  |  |  | #DIV/0! | [7 empty] | 0 | 0 |  |  |  | 0 |  | 1 | 1
| NAMPULA | MECUBURI | MECUBURI | PS Momane | [5 empty] | HC | MoH | SP | 19950.6411 |  | 1 | 1 | No | Collection & Delivery | Fixed & Outreach | [12 empty] | 1 | 1 | 0 | 0 | 0 | 0 | 1 | 170 | 0 | 0 | #DIV/0! | 0 | #DIV/0! | #DIV/0! | 0 | 0 | 0 | 0 | 0 | 0 | 170 | 0 | 0 | #DIV/0! | #DIV/0! | 0 | #N/A |  |  |  | #DIV/0! | [7 empty] | 0 | 0 |  |  |  | 0 |  | 1 | 1
| NAMPULA | MECUBURI | MECUBURI | PS Popue | [5 empty] | HC | MoH | SP | 32332.3457 |  | 1 | 1 | No | Collection & Delivery | Fixed & Outreach | [12 empty] | 1 | 1 | 0 | 0 | 0 | 0 | 1 | 170 | 0 | 0 | #DIV/0! | 0 | #DIV/0! | #DIV/0! | 0 | 0 | 0 | 0 | 0 | 0 | 170 | 0 | 0 | #DIV/0! | #DIV/0! | 0 | #N/A |  |  |  | #DIV/0! | [7 empty] | 0 | 0 |  |  |  | 0 |  | 1 | 1
| NAMPULA | RIBAUE | RIBAUE | Depósito D. RIBAUE | [5 empty] | DVS | MoH | LD | 510960 | 146 | 1 | 1 | 8-16 h | Collection & Delivery | No vaccination | [12 empty] | 2 | 2 | 1 | 0 | 0 | 0 | 1 | 161 | 281 | 0 | #DIV/0! | #DIV/0! | #DIV/0! | #DIV/0! | 0 | 0 | 0 | 0 | 0 | 0 | 161 | 281 | 0 | #DIV/0! | #DIV/0! | 0 | #N/A |  |  |  | #DIV/0! | [5 empty] | #DIV/0! | #DIV/0! | 0 | #N/A |  |  |  | #DIV/0! |  | 0 | 0
| NAMPULA | RIBAUE | RIBAUE | CS Chica | [5 empty] | HC | MoH | SP | 38552.8865 |  | 1 | 1 | No | Collection & Delivery | Fixed & Outreach | [12 empty] | 1 | 1 | 0 | 0 | 0 | 0 | 1 | 80.5 | 0 | 0 | #DIV/0! | 0 | #DIV/0! | #DIV/0! | 0 | 0 | 0 | 0 | 0 | 0 | 80.5 | 0 | 0 | #DIV/0! | #DIV/0! | 0 | #N/A |  |  |  | #DIV/0! | [7 empty] | 0 | 0 |  |  |  | 0 |  | 1 | 1
| NAMPULA | RIBAUE | RIBAUE | CS Cunle | [5 empty] | HC | MoH | SP | 47489.651 |  | 1 | 1 | No | Collection & Delivery | Fixed & Outreach | [12 empty] | 1 | 1 | 0 | 0 | 0 | 0 | 1 | 80.5 | 0 | 0 | #DIV/0! | 0 | #DIV/0! | #DIV/0! | 0 | 0 | 0 | 0 | 0 | 0 | 80.5 | 0 | 0 | #DIV/0! | #DIV/0! | 0 | #N/A |  |  |  | #DIV/0! | [7 empty] | 0 | 0 |  |  |  | 0 |  | 1 | 1
| NAMPULA | RIBAUE | RIBAUE | CS Lapala Estação | [5 empty] | HC | MoH | SP | 34408.3784 |  | 1 | 1 | <8 h | Collection & Delivery | Fixed & Outreach | [12 empty] | 1 | 1 | 0 | 0 | 0 | 0 | 1 | 80.5 | 0 | 0 | #DIV/0! | 0 | #DIV/0! | #DIV/0! | 0 | 0 | 0 | 0 | 0 | 0 | 80.5 | 0 | 0 | #DIV/0! | #DIV/0! | 0 | #N/A |  |  |  | #DIV/0! | [7 empty] | 0 | 0 |  |  |  | 0 |  | 1 | 1
| NAMPULA | RIBAUE | RIBAUE | CS Lapala Monapo | [5 empty] | HC | MoH | SP | 54178.7296 |  | 1 | 1 | <8 h | Collection & Delivery | Fixed & Outreach | [12 empty] | 1 | 1 | 0 | 0 | 0 | 0 | 1 | 170 | 0 | 0 | #DIV/0! | 0 | #DIV/0! | #DIV/0! | 0 | 0 | 0 | 0 | 0 | 0 | 170 | 0 | 0 | #DIV/0! | #DIV/0! | 0 | #N/A |  |  |  | #DIV/0! | [7 empty] | 0 | 0 |  |  |  | 0 |  | 1 | 1
| NAMPULA | RIBAUE | RIBAUE | CS Namiconha | [5 empty] | HC | MoH | SP | 69123 |  | 1 | 1 | <8 h | Collection & Delivery | Fixed & Outreach | [12 empty] | 1 | 1 | 0 | 0 | 0 | 0 | 1 | 55.5 | 0 | 0 | #DIV/0! | 0 | #DIV/0! | #DIV/0! | 0 | 0 | 0 | 0 | 0 | 0 | 55.5 | 0 | 0 | #DIV/0! | #DIV/0! | 0 | #N/A |  |  |  | #DIV/0! | [7 empty] | 0 | 0 |  |  |  | 0 |  | 1 | 1
| NAMPULA | RIBAUE | RIBAUE | CS Riane | [5 empty] | HC | MoH | SP | 72358 |  | 1 | 1 | No | Collection & Delivery | Fixed & Outreach | [12 empty] | 1 | 1 | 0 | 0 | 0 | 0 | 1 | 55.5 | 0 | 0 | #DIV/0! | 0 | #DIV/0! | #DIV/0! | 0 | 0 | 0 | 0 | 0 | 0 | 55.5 | 0 | 0 | #DIV/0! | #DIV/0! | 0 | #N/A |  |  |  | #DIV/0! | [7 empty] | 0 | 0 |  |  |  | 0 |  | 1 | 1
| NAMPULA | RIBAUE | RIBAUE | CS Ribaue | [5 empty] | HC | MoH | SP | 40314 |  | 1 | 1 | <8 h | Collection & Delivery | Fixed & Outreach | [12 empty] | 0 | 0 | 0 | 0 | 0 | 0 | 0 | 0 | 0 | 0 | #DIV/0! | 0 | #DIV/0! | #DIV/0! | 0 | 0 | 0 | 0 | 0 | 0 | 0 | 0 | 0 | Extens_Solar | #DIV/0! | 0 | #N/A |  |  |  | 0 | [7 empty] | 0 | 0 |  |  |  | 0 |  | 1 | 1
| NAMPULA | RIBAUE | RIBAUE | HR Ribaue | [5 empty] | RH | MoH | SP | 58324 |  | 1 | 1 | No | Collection & Delivery | Fixed & Outreach | [12 empty] | 1 | 1 | 1 | 0 | 0 | 0 | 1 | 80.5 | 281 | 0 | #DIV/0! | 0 | #DIV/0! | #DIV/0! | 0 | 0 | 0 | 0 | 0 | 0 | 80.5 | 281 | 0 | #DIV/0! | #DIV/0! | 0 | #N/A |  |  |  | #DIV/0! | [7 empty] | 0 | 0 |  |  |  | 0 |  | 1 | 1
| NAMPULA | RIBAUE | RIBAUE | PS ESC.BAS.AGRARIA | [5 empty] | HC | MoH | SP | 20760 |  | 1 | 1 | No | Collection & Delivery | Fixed & Outreach | [12 empty] | 1 | 1 | 0 | 0 | 0 | 0 | 1 | 80.5 | 0 | 0 | #DIV/0! | 0 | #DIV/0! | #DIV/0! | 0 | 0 | 0 | 0 | 0 | 0 | 80.5 | 0 | 0 | #DIV/0! | #DIV/0! | 0 | #N/A |  |  |  | #DIV/0! | [7 empty] | 0 | 0 |  |  |  | 0 |  | 1 | 1
| NAMPULA | RIBAUE | RIBAUE | PS Mecuasse | [5 empty] | HC | MoH | SP | 21328 |  | 1 | 1 | No | Collection & Delivery | Fixed & Outreach | [12 empty] | 0 | 0 | 0 | 0 | 0 | 0 | 0 | 0 | 0 | 0 | #DIV/0! | 0 | #DIV/0! | #DIV/0! | 0 | 0 | 0 | 0 | 0 | 0 | 0 | 0 | 0 | Extens_Solar | #DIV/0! | 0 | #N/A |  |  |  | 0 | [7 empty] | 0 | 0 |  |  |  | 0 |  | 1 | 1
| NAMPULA | LALAUA | LALAUA | Depósito D. LALAUA | [5 empty] | DVS | MoH | LD | 218494 | 220 | 1 | 1 | 8-16 h | Collection & Delivery | No vaccination | [12 empty] | 2 | 2 | 1 | 0 | 0 | 0 | 1 | 161 | 281 | 0 | #DIV/0! | #DIV/0! | #DIV/0! | #DIV/0! | 0 | 0 | 0 | 0 | 0 | 0 | 161 | 281 | 0 | #DIV/0! | #DIV/0! | 0 | #N/A |  |  |  | #DIV/0! | [5 empty] | #DIV/0! | #DIV/0! | 0 | #N/A |  |  |  | #DIV/0! |  | 0 | 0
| NAMPULA | LALAUA | LALAUA | CS Meti | [5 empty] | HC | MoH | SP | 12963.5984 |  | 1 | 1 | <8 h | Collection & Delivery | Fixed & Outreach | [12 empty] | 3 | 3 | 0 | 0 | 0 | 0 | 1 | 76.5 | 68.6 | 0 | #DIV/0! | 0 | #DIV/0! | #DIV/0! | 0 | 0 | 0 | 0 | 0 | 0 | 76.5 | 68.6 | 0 | #DIV/0! | #DIV/0! | 0 | #N/A |  |  |  | #DIV/0! | [7 empty] | 0 | 0 |  |  |  | 0 |  | 1 | 1
| NAMPULA | LALAUA | LALAUA | CS Muesseleque | [5 empty] | HC | MoH | SP | 17526.9836 |  | 1 | 1 | <8 h | Collection & Delivery | Fixed & Outreach | [12 empty] | 1 | 1 | 0 | 0 | 0 | 0 | 1 | 20 | 34.3 | 0 | #DIV/0! | 0 | #DIV/0! | #DIV/0! | 0 | 0 | 0 | 0 | 0 | 0 | 20 | 34.3 | 0 | #DIV/0! | #DIV/0! | 0 | #N/A |  |  |  | #DIV/0! | [7 empty] | 0 | 0 |  |  |  | 0 |  | 1 | 1
| NAMPULA | LALAUA | LALAUA | CS Naquessa | [5 empty] | HC | MoH | SP | 9818.7814 |  | 1 | 1 | <8 h | Collection & Delivery | Fixed & Outreach | [12 empty] | 2 | 2 | 0 | 0 | 0 | 0 | 1 | 40 | 68.6 | 0 | #DIV/0! | 0 | #DIV/0! | #DIV/0! | 0 | 0 | 0 | 0 | 0 | 0 | 40 | 68.6 | 0 | #DIV/0! | #DIV/0! | 0 | #N/A |  |  |  | #DIV/0! | [7 empty] | 0 | 0 |  |  |  | 0 |  | 1 | 1
| NAMPULA | LALAUA | LALAUA | CS de Lalaua | [5 empty] | HC | MoH | SP | 97192.4412 |  | 1 | 1 | <8 h | Collection & Delivery | Fixed & Outreach | [12 empty] | 0 | 0 | 0 | 0 | 0 | 0 | 0 | 0 | 0 | 0 | #DIV/0! | 0 | #DIV/0! | #DIV/0! | 0 | 0 | 0 | 0 | 0 | 0 | 0 | 0 | 0 | Extens_Solar | #DIV/0! | 0 | #N/A |  |  |  | 0 | [7 empty] | 0 | 0 |  |  |  | 0 |  | 1 | 1
| NAMPULA | LALAUA | LALAUA | CS Guarneia | [5 empty] | HC | MoH | SP | 13439.6932 |  | 1 | 1 | <8 h | Collection & Delivery | Fixed & Outreach | [12 empty] | 0 | 0 | 0 | 0 | 0 | 0 | 0 | 0 | 0 | 0 | #DIV/0! | 0 | #DIV/0! | #DIV/0! | 0 | 0 | 0 | 0 | 0 | 0 | 0 | 0 | 0 | Extens_Solar | #DIV/0! | 0 | #N/A |  |  |  | 0 | [7 empty] | 0 | 0 |  |  |  | 0 |  | 1 | 1
| NAMPULA | LALAUA | LALAUA | CS Larde | [5 empty] | HC | MoH | SP | 20545.4897 |  | 1 | 1 | <8 h | Collection & Delivery | Fixed & Outreach | [12 empty] | 0 | 0 | 0 | 0 | 0 | 0 | 0 | 0 | 0 | 0 | #DIV/0! | 0 | #DIV/0! | #DIV/0! | 0 | 0 | 0 | 0 | 0 | 0 | 0 | 0 | 0 | Extens_Solar | #DIV/0! | 0 | #N/A |  |  |  | 0 | [7 empty] | 0 | 0 |  |  |  | 0 |  | 1 | 1
| NAMPULA | MOGOVOLAS | MOGOVOLAS | Depósito D. MOGOVOLAS | [5 empty] | DVS | MoH | LD | 596430 | 87 | 1 | 1 | 8-16 h | Collection & Delivery | No vaccination | [12 empty] | 3 | 3 | 1 | 0 | 0 | 0 | 1 | 120.5 | 349.6 | 0 | #DIV/0! | #DIV/0! | #DIV/0! | #DIV/0! | 0 | 0 | 0 | 0 | 0 | 0 | 120.5 | 349.6 | 0 | #DIV/0! | #DIV/0! | 0 | #N/A |  |  |  | #DIV/0! | [5 empty] | #DIV/0! | #DIV/0! | 0 | #N/A |  |  |  | #DIV/0! |  | 0 | 0
| NAMPULA | MOGOVOLAS | MOGOVOLAS | CS Mecutamala | [5 empty] | HC | MoH | SP | 52831.4135 |  | 1 | 1 | No | Collection & Delivery | Fixed & Outreach | [12 empty] | 1 | 1 | 0 | 0 | 0 | 0 | 1 | 20 | 34.3 | 0 | #DIV/0! | 0 | #DIV/0! | #DIV/0! | 0 | 0 | 0 | 0 | 0 | 0 | 20 | 34.3 | 0 | #DIV/0! | #DIV/0! | 0 | #N/A |  |  |  | #DIV/0! | [7 empty] | 0 | 0 |  |  |  | 0 |  | 1 | 1
| NAMPULA | MOGOVOLAS | MOGOVOLAS | CS Muatua | [5 empty] | HC | MoH | SP | 67853.7712 |  | 1 | 1 | No | Collection & Delivery | Fixed & Outreach | [12 empty] | 1 | 1 | 0 | 0 | 0 | 0 | 1 | 20 | 34.3 | 0 | #DIV/0! | 0 | #DIV/0! | #DIV/0! | 0 | 0 | 0 | 0 | 0 | 0 | 20 | 34.3 | 0 | #DIV/0! | #DIV/0! | 0 | #N/A |  |  |  | #DIV/0! | [7 empty] | 0 | 0 |  |  |  | 0 |  | 1 | 1
| NAMPULA | MOGOVOLAS | MOGOVOLAS | CS Murrirrimue | [5 empty] | HC | MoH | SP | 31399.5885 |  | 1 | 1 | No | Collection & Delivery | Fixed & Outreach | [12 empty] | 1 | 1 | 0 | 0 | 0 | 0 | 1 | 20 | 34.3 | 0 | #DIV/0! | 0 | #DIV/0! | #DIV/0! | 0 | 0 | 0 | 0 | 0 | 0 | 20 | 34.3 | 0 | #DIV/0! | #DIV/0! | 0 | #N/A |  |  |  | #DIV/0! | [7 empty] | 0 | 0 |  |  |  | 0 |  | 1 | 1
| NAMPULA | MOGOVOLAS | MOGOVOLAS | CS Nametil | [5 empty] | HC | MoH | SP | 83200 |  | 1 | 1 | No | Collection & Delivery | Fixed & Outreach | [12 empty] | 1 | 1 | 0 | 0 | 0 | 0 | 1 | 20 | 34.3 | 0 | #DIV/0! | 0 | #DIV/0! | #DIV/0! | 0 | 0 | 0 | 0 | 0 | 0 | 20 | 34.3 | 0 | #DIV/0! | #DIV/0! | 0 | #N/A |  |  |  | #DIV/0! | [7 empty] | 0 | 0 |  |  |  | 0 |  | 1 | 1
| NAMPULA | MOGOVOLAS | MOGOVOLAS | CS Nanhupo Rio | [5 empty] | HC | MoH | SP | 82076.1601 |  | 1 | 1 | No | Collection & Delivery | Fixed & Outreach | [12 empty] | 1 | 1 | 0 | 0 | 0 | 0 | 1 | 20 | 34.3 | 0 | #DIV/0! | 0 | #DIV/0! | #DIV/0! | 0 | 0 | 0 | 0 | 0 | 0 | 20 | 34.3 | 0 | #DIV/0! | #DIV/0! | 0 | #N/A |  |  |  | #DIV/0! | [7 empty] | 0 | 0 |  |  |  | 0 |  | 1 | 1
| NAMPULA | MOGOVOLAS | MOGOVOLAS | C.S.Chalaua | [5 empty] | HC | MoH | SP | 90689.0505 |  | 1 | 1 | <8 h | Collection & Delivery | Fixed & Outreach | [12 empty] | 0 | 0 | 0 | 0 | 0 | 0 | 0 | 0 | 0 | 0 | #DIV/0! | 0 | #DIV/0! | #DIV/0! | 0 | 0 | 0 | 0 | 0 | 0 | 0 | 0 | 0 | Extens_Solar | #DIV/0! | 0 | #N/A |  |  |  | 0 | [7 empty] | 0 | 0 |  |  |  | 0 |  | 1 | 1
| NAMPULA | MOGOVOLAS | MOGOVOLAS | C.S.Mavuco | [5 empty] | HC | MoH | SP | 53642 |  | 1 | 1 | <8 h | Collection & Delivery | Fixed & Outreach | [12 empty] | 0 | 0 | 0 | 0 | 0 | 0 | 0 | 0 | 0 | 0 | #DIV/0! | 0 | #DIV/0! | #DIV/0! | 0 | 0 | 0 | 0 | 0 | 0 | 0 | 0 | 0 | Extens_Solar | #DIV/0! | 0 | #N/A |  |  |  | 0 | [7 empty] | 0 | 0 |  |  |  | 0 |  | 1 | 1
| NAMPULA | LARDE | LARDE | Depósito D. LARDE | [5 empty] | DVS | MoH | LD | 153958 | 174 | 1 | 1 | 8-16 h | Collection & Delivery | No vaccination | [12 empty] | 2 | 2 | 1 | 0 | 0 | 0 | 1 | 315 | 281 | 0 | #DIV/0! | #DIV/0! | #DIV/0! | #DIV/0! | 0 | 0 | 0 | 0 | 1 | 1 | 170 | 281 | 0 | #DIV/0! | #DIV/0! | 0 | #N/A |  |  |  | #DIV/0! | [5 empty] | #DIV/0! | #DIV/0! | 0 | #N/A |  |  |  | #DIV/0! |  | 0 | 0
| NAMPULA | LARDE | LARDE | CS Marrupanama | [5 empty] | HC | MoH | SP | 10295.9558 |  | 1 | 1 | No | Collection & Delivery | Fixed & Outreach | [12 empty] | 3 | 3 | 0 | 0 | 0 | 0 | 1 | 60 | 102.9 | 0 | #DIV/0! | 0 | #DIV/0! | #DIV/0! | 0 | 0 | 0 | 0 | 0 | 0 | 60 | 102.9 | 0 | #DIV/0! | #DIV/0! | 0 | #N/A |  |  |  | #DIV/0! | [7 empty] | 0 | 0 |  |  |  | 0 |  | 1 | 1
| NAMPULA | LARDE | LARDE | CS Topuito | [5 empty] | HC | MoH | SP | 12338.5215 |  | 1 | 1 | <8 h | Collection & Delivery | Fixed & Outreach | [12 empty] | 1 | 1 | 0 | 0 | 0 | 0 | 1 | 20 | 34.3 | 0 | #DIV/0! | 0 | #DIV/0! | #DIV/0! | 0 | 0 | 0 | 0 | 0 | 0 | 20 | 34.3 | 0 | #DIV/0! | #DIV/0! | 0 | #N/A |  |  |  | #DIV/0! | [7 empty] | 0 | 0 |  |  |  | 0 |  | 1 | 1
| NAMPULA | LARDE | LARDE | PS Nambilane | [5 empty] | HC | MoH | SP | 33572.7833 |  | 1 | 1 | <8 h | Collection & Delivery | Fixed & Outreach | [12 empty] | 3 | 3 | 0 | 0 | 0 | 0 | 1 | 95.5 | 68.6 | 0 | #DIV/0! | 0 | #DIV/0! | #DIV/0! | 0 | 0 | 0 | 0 | 0 | 0 | 95.5 | 68.6 | 0 | #DIV/0! | #DIV/0! | 0 | #N/A |  |  |  | #DIV/0! | [7 empty] | 0 | 0 |  |  |  | 0 |  | 1 | 1
| NAMPULA | LARDE | LARDE | CS Liupo | [5 empty] | HC | MoH | SP | 35808.5938 |  | 1 | 1 | <8 h | Collection & Delivery | Fixed & Outreach | [12 empty] | 0 | 0 | 0 | 0 | 0 | 0 | 0 | 0 | 0 | 0 | #DIV/0! | 0 | #DIV/0! | #DIV/0! | 0 | 0 | 0 | 0 | 0 | 0 | 0 | 0 | 0 | Extens_Solar | #DIV/0! | 0 | #N/A |  |  |  | 0 | [7 empty] | 0 | 0 |  |  |  | 0 |  | 1 | 1
| NAMPULA | LARDE | LARDE | CS Nakakana | [5 empty] | HC | MoH | SP | 24083.2739 |  | 1 | 1 | No | Collection & Delivery | Fixed & Outreach | [12 empty] | 0 | 0 | 0 | 0 | 0 | 0 | 0 | 0 | 0 | 0 | #DIV/0! | 0 | #DIV/0! | #DIV/0! | 0 | 0 | 0 | 0 | 0 | 0 | 0 | 0 | 0 | Extens_Solar | #DIV/0! | 0 | #N/A |  |  |  | 0 | [7 empty] | 0 | 0 |  |  |  | 0 |  | 1 | 1
| NAMPULA | MECONTA | MECONTA | Depósito D. MECONTA | [5 empty] | DVS | MoH | LD | 248781 | 25 | 1 | 1 | 8-16 h | Collection & Delivery | No vaccination | [12 empty] | 3 | 3 | 1 | 0 | 0 | 0 | 1 | 241.5 | 281 | 0 | #DIV/0! | #DIV/0! | #DIV/0! | #DIV/0! | 0 | 0 | 0 | 0 | 0 | 0 | 241.5 | 281 | 0 | #DIV/0! | #DIV/0! | 0 | #N/A |  |  |  | #DIV/0! | [5 empty] | #DIV/0! | #DIV/0! | 0 | #N/A |  |  |  | #DIV/0! |  | 0 | 0
| NAMPULA | MECONTA | MECONTA | CS Mecua | [5 empty] | HC | MoH | SP | 17127.539 |  | 1 | 1 | <8 h | Collection & Delivery | Fixed & Outreach | [12 empty] | 3 | 3 | 0 | 0 | 0 | 0 | 1 | 181 | 34.3 | 0 | #DIV/0! | 0 | #DIV/0! | #DIV/0! | 0 | 0 | 0 | 0 | 0 | 0 | 181 | 34.3 | 0 | #DIV/0! | #DIV/0! | 0 | #N/A |  |  |  | #DIV/0! | [7 empty] | 0 | 0 |  |  |  | 0 |  | 1 | 1
| NAMPULA | MECONTA | MECONTA | CS Nacavala | [5 empty] | HC | MoH | SP | 29974.5427 |  | 1 | 1 | <8 h | Collection & Delivery | Fixed & Outreach | [12 empty] | 1 | 1 | 0 | 0 | 0 | 0 | 1 | 20 | 34.3 | 0 | #DIV/0! | 0 | #DIV/0! | #DIV/0! | 0 | 0 | 0 | 0 | 0 | 0 | 20 | 34.3 | 0 | #DIV/0! | #DIV/0! | 0 | #N/A |  |  |  | #DIV/0! | [7 empty] | 0 | 0 |  |  |  | 0 |  | 1 | 1
| NAMPULA | MECONTA | MECONTA | CS Namialo | [5 empty] | HC | MoH | SP | 68512.3151 |  | 1 | 1 | No | Collection & Delivery | Fixed & Outreach | [12 empty] | 1 | 1 | 0 | 0 | 0 | 0 | 1 | 20 | 34.3 | 0 | #DIV/0! | 0 | #DIV/0! | #DIV/0! | 0 | 0 | 0 | 0 | 0 | 0 | 20 | 34.3 | 0 | #DIV/0! | #DIV/0! | 0 | #N/A |  |  |  | #DIV/0! | [7 empty] | 0 | 0 |  |  |  | 0 |  | 1 | 1
| NAMPULA | MECONTA | MECONTA | CS Tetererene | [5 empty] | HC | MoH | SP | 10705.1167 |  | 1 | 1 | <8 h | Collection & Delivery | Fixed & Outreach | [12 empty] | 1 | 1 | 0 | 0 | 0 | 0 | 1 | 20 | 34.3 | 0 | #DIV/0! | 0 | #DIV/0! | #DIV/0! | 0 | 0 | 0 | 0 | 0 | 0 | 20 | 34.3 | 0 | #DIV/0! | #DIV/0! | 0 | #N/A |  |  |  | #DIV/0! | [7 empty] | 0 | 0 |  |  |  | 0 |  | 1 | 1
| NAMPULA | MECONTA | MECONTA | Japir | [5 empty] | HC | MoH | SP | 14547.3424 |  | 1 | 1 | <8 h | Collection & Delivery | Fixed & Outreach | [12 empty] | 1 | 1 | 0 | 0 | 0 | 0 | 1 | 20 | 34.3 | 0 | #DIV/0! | 0 | #DIV/0! | #DIV/0! | 0 | 0 | 0 | 0 | 0 | 0 | 20 | 34.3 | 0 | #DIV/0! | #DIV/0! | 0 | #N/A |  |  |  | #DIV/0! | [7 empty] | 0 | 0 |  |  |  | 0 |  | 1 | 1
| NAMPULA | MECONTA | MECONTA | C.S de Namina | [5 empty] | HC | MoH | SP | 20039.1666 |  | 1 | 1 | <8 h | Collection & Delivery | Fixed & Outreach | [12 empty] | 0 | 0 | 0 | 0 | 0 | 0 | 0 | 0 | 0 | 0 | #DIV/0! | 0 | #DIV/0! | #DIV/0! | 0 | 0 | 0 | 0 | 0 | 0 | 0 | 0 | 0 | Extens_Solar | #DIV/0! | 0 | #N/A |  |  |  | 0 | [7 empty] | 0 | 0 |  |  |  | 0 |  | 1 | 1
| NAMPULA | MECONTA | MECONTA | CS Issipe | [5 empty] | HC | MoH | SP | 8404.5314 |  | 1 | 1 | No | Collection & Delivery | Fixed & Outreach | [12 empty] | 0 | 0 | 0 | 0 | 0 | 0 | 0 | 0 | 0 | 0 | #DIV/0! | 0 | #DIV/0! | #DIV/0! | 0 | 0 | 0 | 0 | 0 | 0 | 0 | 0 | 0 | Extens_Solar | #DIV/0! | 0 | #N/A |  |  |  | 0 | [7 empty] | 0 | 0 |  |  |  | 0 |  | 1 | 1
| NAMPULA | MONAPO | MONAPO | Depósito D. MONAPO | [5 empty] | DVS | MoH | LD | 455694 | 25 | 1 | 1 | 8-16 h | Collection & Delivery | No vaccination | [12 empty] | 3 | 3 | 1 | 0 | 0 | 0 | 1 | 241.5 | 281 | 0 | #DIV/0! | #DIV/0! | #DIV/0! | #DIV/0! | 0 | 0 | 0 | 0 | 0 | 0 | 241.5 | 281 | 0 | #DIV/0! | #DIV/0! | 0 | #N/A |  |  |  | #DIV/0! | [5 empty] | #DIV/0! | #DIV/0! | 0 | #N/A |  |  |  | #DIV/0! |  | 0 | 0
| NAMPULA | MONAPO | MONAPO | CS Chihiri | [5 empty] | HC | MoH | SP | 16335.1272 | 335042 | 1 | 1 | <8 h | Collection & Delivery | Fixed & Outreach | [12 empty] | 1 | 1 | 0 | 0 | 0 | 0 | 1 | 80.5 | 0 | 0 | #DIV/0! | 0 | #DIV/0! | #DIV/0! | 0 | 0 | 0 | 0 | 0 | 0 | 80.5 | 0 | 0 | #DIV/0! | #DIV/0! | 0 | #N/A |  |  |  | #DIV/0! | [7 empty] | 0 | 0 |  |  |  | 0 |  | 1 | 1
| NAMPULA | MONAPO | MONAPO | CS Itocolo | [5 empty] | HC | MoH | SP | 26947.4 |  | 1 | 1 | <8 h | Collection & Delivery | Fixed & Outreach | [12 empty] | 1 | 1 | 0 | 0 | 0 | 0 | 1 | 80.5 | 0 | 0 | #DIV/0! | 0 | #DIV/0! | #DIV/0! | 0 | 0 | 0 | 0 | 0 | 0 | 80.5 | 0 | 0 | #DIV/0! | #DIV/0! | 0 | #N/A |  |  |  | #DIV/0! | [7 empty] | 0 | 0 |  |  |  | 0 |  | 1 | 1
| NAMPULA | MONAPO | MONAPO | CS Jagaia | [5 empty] | HC | MoH | SP | 17437.3785 |  | 1 | 1 | No | Collection & Delivery | Fixed & Outreach | [12 empty] | 1 | 1 | 0 | 0 | 0 | 0 | 1 | 80.5 | 0 | 0 | #DIV/0! | 0 | #DIV/0! | #DIV/0! | 0 | 0 | 0 | 0 | 0 | 0 | 80.5 | 0 | 0 | #DIV/0! | #DIV/0! | 0 | #N/A |  |  |  | #DIV/0! | [7 empty] | 0 | 0 |  |  |  | 0 |  | 1 | 1
| NAMPULA | MONAPO | MONAPO | CS Mecuco | [5 empty] | HC | MoH | SP | 32835.4301 |  | 1 | 1 | <8 h | Collection & Delivery | Fixed & Outreach | [12 empty] | 1 | 1 | 0 | 0 | 0 | 0 | 1 | 20 | 34.3 | 0 | #DIV/0! | 0 | #DIV/0! | #DIV/0! | 0 | 0 | 0 | 0 | 0 | 0 | 20 | 34.3 | 0 | #DIV/0! | #DIV/0! | 0 | #N/A |  |  |  | #DIV/0! | [7 empty] | 0 | 0 |  |  |  | 0 |  | 1 | 1
| NAMPULA | MONAPO | MONAPO | CS Monapo | [5 empty] | HC | MoH | SP | 39925.0329 |  | 1 | 1 | <8 h | Collection & Delivery | Fixed & Outreach | [12 empty] | 1 | 1 | 0 | 0 | 0 | 0 | 1 | 20 | 34.3 | 0 | #DIV/0! | 0 | #DIV/0! | #DIV/0! | 0 | 0 | 0 | 0 | 0 | 0 | 20 | 34.3 | 0 | #DIV/0! | #DIV/0! | 0 | #N/A |  |  |  | #DIV/0! | [7 empty] | 0 | 0 |  |  |  | 0 |  | 1 | 1
| NAMPULA | MONAPO | MONAPO | CS Muatuca | [5 empty] | HC | MoH | SP | 23587.7466 |  | 1 | 1 | <8 h | Collection & Delivery | Fixed & Outreach | [12 empty] | 1 | 1 | 0 | 0 | 0 | 0 | 1 | 20 | 34.3 | 0 | #DIV/0! | 0 | #DIV/0! | #DIV/0! | 0 | 0 | 0 | 0 | 0 | 0 | 20 | 34.3 | 0 | #DIV/0! | #DIV/0! | 0 | #N/A |  |  |  | #DIV/0! | [7 empty] | 0 | 0 |  |  |  | 0 |  | 1 | 1
| NAMPULA | MONAPO | MONAPO | CS Mucujua | [5 empty] | HC | MoH | SP | 22850.3933 |  | 1 | 1 | <8 h | Collection & Delivery | Fixed & Outreach | [12 empty] | 1 | 1 | 0 | 0 | 0 | 0 | 1 | 20 | 34.3 | 0 | #DIV/0! | 0 | #DIV/0! | #DIV/0! | 0 | 0 | 0 | 0 | 0 | 0 | 20 | 34.3 | 0 | #DIV/0! | #DIV/0! | 0 | #N/A |  |  |  | #DIV/0! | [7 empty] | 0 | 0 |  |  |  | 0 |  | 1 | 1
| NAMPULA | MONAPO | MONAPO | CS Murruto | [5 empty] | HC | MoH | SP | 21283.9225 |  | 1 | 1 | No | Collection & Delivery | Fixed & Outreach | [12 empty] | 1 | 1 | 0 | 0 | 0 | 0 | 1 | 20 | 34.3 | 0 | #DIV/0! | 0 | #DIV/0! | #DIV/0! | 0 | 0 | 0 | 0 | 0 | 0 | 20 | 34.3 | 0 | #DIV/0! | #DIV/0! | 0 | #N/A |  |  |  | #DIV/0! | [7 empty] | 0 | 0 |  |  |  | 0 |  | 1 | 1
| NAMPULA | MONAPO | MONAPO | CS Natete | [5 empty] | HC | MoH | SP | 36879.5373 |  | 1 | 1 | No | Collection & Delivery | Fixed & Outreach | [12 empty] | 1 | 1 | 0 | 0 | 0 | 0 | 1 | 20 | 34.3 | 0 | #DIV/0! | 0 | #DIV/0! | #DIV/0! | 0 | 0 | 0 | 0 | 0 | 0 | 20 | 34.3 | 0 | #DIV/0! | #DIV/0! | 0 | #N/A |  |  |  | #DIV/0! | [7 empty] | 0 | 0 |  |  |  | 0 |  | 1 | 1
| NAMPULA | MONAPO | MONAPO | CS Netia | [5 empty] | HC | MoH | SP | 47934.438 |  | 1 | 1 | No | Collection & Delivery | Fixed & Outreach | [12 empty] | 1 | 1 | 0 | 0 | 0 | 0 | 1 | 20 | 34.3 | 0 | #DIV/0! | 0 | #DIV/0! | #DIV/0! | 0 | 0 | 0 | 0 | 0 | 0 | 20 | 34.3 | 0 | #DIV/0! | #DIV/0! | 0 | #N/A |  |  |  | #DIV/0! | [7 empty] | 0 | 0 |  |  |  | 0 |  | 1 | 1
| NAMPULA | MONAPO | MONAPO | CS Ramiane | [5 empty] | HC | MoH | SP | 30811.2173 |  | 1 | 1 | No | Collection & Delivery | Fixed & Outreach | [12 empty] | 1 | 1 | 0 | 0 | 0 | 0 | 1 | 20 | 34.3 | 0 | #DIV/0! | 0 | #DIV/0! | #DIV/0! | 0 | 0 | 0 | 0 | 0 | 0 | 20 | 34.3 | 0 | #DIV/0! | #DIV/0! | 0 | #N/A |  |  |  | #DIV/0! | [7 empty] | 0 | 0 |  |  |  | 0 |  | 1 | 1
| NAMPULA | MONAPO | MONAPO | PS Maserpane | [5 empty] | HC | MoH | SP | 14545.1833 |  | 1 | 1 | <8 h | Collection & Delivery | Fixed & Outreach | [12 empty] | 1 | 1 | 0 | 0 | 0 | 0 | 1 | 20 | 34.3 | 0 | #DIV/0! | 0 | #DIV/0! | #DIV/0! | 0 | 0 | 0 | 0 | 0 | 0 | 20 | 34.3 | 0 | #DIV/0! | #DIV/0! | 0 | #N/A |  |  |  | #DIV/0! | [7 empty] | 0 | 0 |  |  |  | 0 |  | 1 | 1
| NAMPULA | MONAPO | MONAPO | PS Napala | [5 empty] | HC | MoH | SP | 15159.4644 |  | 1 | 1 | <8 h | Collection & Delivery | Fixed & Outreach | [12 empty] | 2 | 2 | 1 | 0 | 0 | 0 | 1 | 56 | 349.6 | 0 | #DIV/0! | 0 | #DIV/0! | #DIV/0! | 0 | 0 | 0 | 0 | 0 | 0 | 56 | 349.6 | 0 | #DIV/0! | #DIV/0! | 0 | #N/A |  |  |  | #DIV/0! | [7 empty] | 0 | 0 |  |  |  | 0 |  | 1 | 1
| NAMPULA | MONAPO | MONAPO | CS Cabeceira Pequena | [5 empty] | HC | MoH | SP | 1859.037 |  | 1 | 1 | No | Collection & Delivery | Fixed & Outreach | [12 empty] | 0 | 0 | 0 | 0 | 0 | 0 | 0 | 0 | 0 | 0 | #DIV/0! | 0 | #DIV/0! | #DIV/0! | 0 | 0 | 0 | 0 | 0 | 0 | 0 | 0 | 0 | Extens_Solar | #DIV/0! | 0 | #N/A |  |  |  | 0 | [7 empty] | 0 | 0 |  |  |  | 0 |  | 1 | 1
| NAMPULA | MONAPO | MONAPO | CS Chocas Mar | [5 empty] | HC | MoH | SP | 13313.3823 |  | 1 | 1 | No | Collection & Delivery | Fixed & Outreach | [12 empty] | 0 | 0 | 0 | 0 | 0 | 0 | 0 | 0 | 0 | 0 | #DIV/0! | 0 | #DIV/0! | #DIV/0! | 0 | 0 | 0 | 0 | 0 | 0 | 0 | 0 | 0 | Extens_Solar | #DIV/0! | 0 | #N/A |  |  |  | 0 | [7 empty] | 0 | 0 |  |  |  | 0 |  | 1 | 1
| NAMPULA | LIUPO | LIUPO | Depósito D. LIUPO | [5 empty] | DVS | MoH | LD | 86764 | 100 | 1 | 1 | 8-16 h | Collection & Delivery | No vaccination | [12 empty] | 0 | 0 | 0 | 0 | 0 | 0 | 0 | 0 | 0 | 0 | #DIV/0! | #DIV/0! | #DIV/0! | #DIV/0! | 0 | 0 | 0 | 0 | 0 | 0 | 0 | 0 | 0 | Extens_Electric | #DIV/0! | 0 | #N/A |  |  |  | 0 | [5 empty] | Extens_Electric | #DIV/0! | 0 | #N/A |  |  |  | 0 |  | 0 | 0
| NAMPULA | LIUPO | LIUPO | CS Quinga | [5 empty] | HC | MoH | SP | 30307.0534 |  | 1 | 1 | <8 h | Collection & Delivery | Fixed & Outreach | [12 empty] | 0 | 0 | 0 | 0 | 0 | 0 | 0 | 0 | 0 | 0 | #DIV/0! | 0 | #DIV/0! | #DIV/0! | 0 | 0 | 0 | 0 | 0 | 0 | 0 | 0 | 0 | Extens_Solar | #DIV/0! | 0 | #N/A |  |  |  | 0 | [7 empty] | 0 | 0 |  |  |  | 0 |  | 1 | 1
| NAMPULA | LIUPO | LIUPO | CS Chuhulo | [5 empty] | HC | MoH | SP | 18412.2394 |  | 1 | 1 | No | Collection & Delivery | Fixed & Outreach | [12 empty] | 0 | 0 | 0 | 0 | 0 | 0 | 0 | 0 | 0 | 0 | #DIV/0! | 0 | #DIV/0! | #DIV/0! | 0 | 0 | 0 | 0 | 0 | 0 | 0 | 0 | 0 | Extens_Solar | #DIV/0! | 0 | #N/A |  |  |  | 0 | [7 empty] | 0 | 0 |  |  |  | 0 |  | 1 | 1
| NAMPULA | LIUPO | LIUPO | CS Cunvarre | [5 empty] | HC | MoH | SP | 6041.3305 |  | 1 | 1 | <8 h | Collection & Delivery | Fixed & Outreach | [12 empty] | 0 | 0 | 0 | 0 | 0 | 0 | 0 | 0 | 0 | 0 | #DIV/0! | 0 | #DIV/0! | #DIV/0! | 0 | 0 | 0 | 0 | 0 | 0 | 0 | 0 | 0 | Extens_Solar | #DIV/0! | 0 | #N/A |  |  |  | 0 | [7 empty] | 0 | 0 |  |  |  | 0 |  | 1 | 1
| ZAMBÉZIA | QUELIMANE | CIDADE DE QUELIMANE | Armazém Provincial de Vacinas da Zambézia | [5 empty] | PVS | MoH | SN1 | 7172464 | 10 | 1 | 1 | >16 h | Collection & Delivery | No vaccination | [12 empty] | 3 | 3 | 4 | 0 | 3 | 0 | 1 | 25358.4249 | 1574 | 0 | #DIV/0! | #DIV/0! | #DIV/0! | #DIV/0! | 0 | 0 | 0 | 0 | 0 | 0 | 25358.4249 | 1574 | 0 | #DIV/0! | #DIV/0! | 0 | #N/A |  |  |  | #DIV/0! | [5 empty] | #DIV/0! | #DIV/0! | 0 | #N/A |  |  |  | #DIV/0! |  | 0 | 0
| ZAMBÉZIA | QUELIMANE | QUELIMANE | Depósito D. Quelimane | [5 empty] | DVS | MoH | LD | 1277984.4631 | 10 | 1 | 1 | 8-16 h | Collection & Delivery | No vaccination | [12 empty] | 0 | 0 | 0 | 0 | 0 | 0 | 0 | 0 | 0 | 0 | #DIV/0! | #DIV/0! | #DIV/0! | #DIV/0! | 0 | 0 | 0 | 0 | 0 | 0 | 0 | 0 | 0 | Extens_Electric | #DIV/0! | 0 | #N/A |  |  |  | 0 | [5 empty] | Extens_Electric | #DIV/0! | 0 | #N/A |  |  |  | 0 |  | 0 | 0
| ZAMBÉZIA | QUELIMANE | QUELIMANE | 17 de Setembro | [5 empty] | HC | MoH | SP | 75420 |  | 1 | 1 | <8 h | Collection & Delivery | Fixed & Outreach | [12 empty] | 1 | 1 | 0 | 0 | 0 | 0 | 1 | 105 | 0 | 0 | #DIV/0! | 0 | #DIV/0! | #DIV/0! | 0 | 0 | 0 | 0 | 0 | 0 | 105 | 0 | 0 | #DIV/0! | #DIV/0! | 0 | #N/A |  |  |  | #DIV/0! | [7 empty] | 0 | 0 |  |  |  | 0 |  | 1 | 1
| ZAMBÉZIA | QUELIMANE | QUELIMANE | 24 de Julho | [5 empty] | HC | MoH | SP | 85230 |  | 1 | 1 | <8 h | Collection & Delivery | Fixed & Outreach | [12 empty] | 1 | 1 | 0 | 0 | 0 | 0 | 1 | 105 | 0 | 0 | #DIV/0! | 0 | #DIV/0! | #DIV/0! | 0 | 0 | 0 | 0 | 0 | 0 | 105 | 0 | 0 | #DIV/0! | #DIV/0! | 0 | #N/A |  |  |  | #DIV/0! | [7 empty] | 0 | 0 |  |  |  | 0 |  | 1 | 1
| ZAMBÉZIA | QUELIMANE | QUELIMANE | 4 de Dezembro | [5 empty] | HC | MoH | SP | 87041 |  | 1 | 1 | <8 h | Collection & Delivery | Fixed & Outreach | [12 empty] | 1 | 1 | 0 | 0 | 0 | 0 | 1 | 105 | 0 | 0 | #DIV/0! | 0 | #DIV/0! | #DIV/0! | 0 | 0 | 0 | 0 | 0 | 0 | 105 | 0 | 0 | #DIV/0! | #DIV/0! | 0 | #N/A |  |  |  | #DIV/0! | [7 empty] | 0 | 0 |  |  |  | 0 |  | 1 | 1
| ZAMBÉZIA | QUELIMANE | QUELIMANE | Chabeco | [5 empty] | HC | MoH | SP | 65435 |  | 1 | 1 | <8 h | Collection & Delivery | Fixed & Outreach | [12 empty] | 1 | 1 | 0 | 0 | 0 | 0 | 1 | 105 | 0 | 0 | #DIV/0! | 0 | #DIV/0! | #DIV/0! | 0 | 0 | 0 | 0 | 0 | 0 | 105 | 0 | 0 | #DIV/0! | #DIV/0! | 0 | #N/A |  |  |  | #DIV/0! | [7 empty] | 0 | 0 |  |  |  | 0 |  | 1 | 1
| ZAMBÉZIA | QUELIMANE | QUELIMANE | Coalane | [5 empty] | HC | MoH | SP | 95162 |  | 1 | 1 | <8 h | Collection & Delivery | Fixed & Outreach | [12 empty] | 2 | 2 | 0 | 0 | 0 | 0 | 1 | 210 | 0 | 0 | #DIV/0! | 0 | #DIV/0! | #DIV/0! | 0 | 0 | 0 | 0 | 0 | 0 | 210 | 0 | 0 | #DIV/0! | #DIV/0! | 0 | #N/A |  |  |  | #DIV/0! | [7 empty] | 0 | 0 |  |  |  | 0 |  | 1 | 1
| ZAMBÉZIA | QUELIMANE | QUELIMANE | Hospital Geral de Quelimane | [5 empty] | GH | MoH | SP | 71325 |  | 1 | 1 | 8-16 h | Collection & Delivery | Fixed & Outreach | [12 empty] | 2 | 2 | 0 | 0 | 0 | 0 | 1 | 255 | 150 | 0 | #DIV/0! | 0 | #DIV/0! | #DIV/0! | 0 | 0 | 0 | 0 | 0 | 0 | 255 | 150 | 0 | #DIV/0! | #DIV/0! | 0 | #N/A |  |  |  | #DIV/0! | [7 empty] | 0 | 0 |  |  |  | 0 |  | 1 | 1
| ZAMBÉZIA | QUELIMANE | QUELIMANE | Icidua | [5 empty] | HC | MoH | SP | 54083 |  | 1 | 1 | <8 h | Collection & Delivery | Fixed & Outreach | [12 empty] | 2 | 2 | 0 | 0 | 0 | 0 | 1 | 161 | 0 | 0 | #DIV/0! | 0 | #DIV/0! | #DIV/0! | 0 | 0 | 0 | 0 | 0 | 0 | 161 | 0 | 0 | #DIV/0! | #DIV/0! | 0 | #N/A |  |  |  | #DIV/0! | [7 empty] | 0 | 0 |  |  |  | 0 |  | 1 | 1
| ZAMBÉZIA | QUELIMANE | QUELIMANE | Inhangulue | [5 empty] | HC | MoH | SP | 52006 |  | 1 | 1 | <8 h | Collection & Delivery | Fixed & Outreach | [12 empty] | 1 | 1 | 0 | 0 | 0 | 0 | 1 | 80.5 | 0 | 0 | #DIV/0! | 0 | #DIV/0! | #DIV/0! | 0 | 0 | 0 | 0 | 0 | 0 | 80.5 | 0 | 0 | #DIV/0! | #DIV/0! | 0 | #N/A |  |  |  | #DIV/0! | [7 empty] | 0 | 0 |  |  |  | 0 |  | 1 | 1
| ZAMBÉZIA | QUELIMANE | QUELIMANE | Ionge | [5 empty] | HC | MoH | SP | 56765 |  | 1 | 1 | No | Collection & Delivery | Fixed & Outreach | [12 empty] | 1 | 1 | 0 | 0 | 0 | 0 | 1 | 80.5 | 0 | 0 | #DIV/0! | 0 | #DIV/0! | #DIV/0! | 0 | 0 | 0 | 0 | 0 | 0 | 80.5 | 0 | 0 | #DIV/0! | #DIV/0! | 0 | #N/A |  |  |  | #DIV/0! | [7 empty] | 0 | 0 |  |  |  | 0 |  | 1 | 1
| ZAMBÉZIA | QUELIMANE | QUELIMANE | Madal | [5 empty] | HC | MoH | SP | 65414 |  | 1 | 1 | No | Collection & Delivery | Fixed & Outreach | [12 empty] | 1 | 1 | 0 | 0 | 0 | 0 | 1 | 80.5 | 0 | 0 | #DIV/0! | 0 | #DIV/0! | #DIV/0! | 0 | 0 | 0 | 0 | 0 | 0 | 80.5 | 0 | 0 | #DIV/0! | #DIV/0! | 0 | #N/A |  |  |  | #DIV/0! | [7 empty] | 0 | 0 |  |  |  | 0 |  | 1 | 1
| ZAMBÉZIA | QUELIMANE | QUELIMANE | Malanha | [5 empty] | HC | MoH | SP | 71256 |  | 1 | 1 | No | Collection & Delivery | Fixed & Outreach | [12 empty] | 1 | 1 | 0 | 0 | 0 | 0 | 1 | 80.5 | 0 | 0 | #DIV/0! | 0 | #DIV/0! | #DIV/0! | 0 | 0 | 0 | 0 | 0 | 0 | 80.5 | 0 | 0 | #DIV/0! | #DIV/0! | 0 | #N/A |  |  |  | #DIV/0! | [7 empty] | 0 | 0 |  |  |  | 0 |  | 1 | 1
| ZAMBÉZIA | QUELIMANE | QUELIMANE | Maquivale Rio | [5 empty] | HC | MoH | SP | 52822 |  | 1 | 1 | <8 h | Collection & Delivery | Fixed & Outreach | [12 empty] | 1 | 1 | 0 | 0 | 0 | 0 | 1 | 80.5 | 0 | 0 | #DIV/0! | 0 | #DIV/0! | #DIV/0! | 0 | 0 | 0 | 0 | 0 | 0 | 80.5 | 0 | 0 | #DIV/0! | #DIV/0! | 0 | #N/A |  |  |  | #DIV/0! | [7 empty] | 0 | 0 |  |  |  | 0 |  | 1 | 1
| ZAMBÉZIA | QUELIMANE | QUELIMANE | Maquivale Sede | [5 empty] | HC | MoH | SP | 92090 |  | 1 | 1 | No | Collection & Delivery | Fixed & Outreach | [12 empty] | 1 | 1 | 0 | 0 | 0 | 0 | 1 | 80.5 | 0 | 0 | #DIV/0! | 0 | #DIV/0! | #DIV/0! | 0 | 0 | 0 | 0 | 0 | 0 | 80.5 | 0 | 0 | #DIV/0! | #DIV/0! | 0 | #N/A |  |  |  | #DIV/0! | [7 empty] | 0 | 0 |  |  |  | 0 |  | 1 | 1
| ZAMBÉZIA | QUELIMANE | QUELIMANE | Micajune | [5 empty] | HC | MoH | SP | 65891 |  | 1 | 1 | <8 h | Collection & Delivery | Fixed & Outreach | [12 empty] | 1 | 1 | 0 | 0 | 0 | 0 | 1 | 80.5 | 0 | 0 | #DIV/0! | 0 | #DIV/0! | #DIV/0! | 0 | 0 | 0 | 0 | 0 | 0 | 80.5 | 0 | 0 | #DIV/0! | #DIV/0! | 0 | #N/A |  |  |  | #DIV/0! | [7 empty] | 0 | 0 |  |  |  | 0 |  | 1 | 1
| ZAMBÉZIA | QUELIMANE | QUELIMANE | Namuinho | [5 empty] | HC | MoH | SP | 74265 |  | 1 | 1 | <8 h | Collection & Delivery | Fixed & Outreach | [12 empty] | 1 | 1 | 0 | 0 | 0 | 0 | 1 | 80.5 | 0 | 0 | #DIV/0! | 0 | #DIV/0! | #DIV/0! | 0 | 0 | 0 | 0 | 0 | 0 | 80.5 | 0 | 0 | #DIV/0! | #DIV/0! | 0 | #N/A |  |  |  | #DIV/0! | [7 empty] | 0 | 0 |  |  |  | 0 |  | 1 | 1
| ZAMBÉZIA | QUELIMANE | QUELIMANE | Sangarivera | [5 empty] | HC | MoH | SP | 72561 |  | 1 | 1 | <8 h | Collection & Delivery | Fixed & Outreach | [12 empty] | 1 | 1 | 0 | 0 | 0 | 0 | 1 | 80.5 | 0 | 0 | #DIV/0! | 0 | #DIV/0! | #DIV/0! | 0 | 0 | 0 | 0 | 0 | 0 | 80.5 | 0 | 0 | #DIV/0! | #DIV/0! | 0 | #N/A |  |  |  | #DIV/0! | [7 empty] | 0 | 0 |  |  |  | 0 |  | 1 | 1
| ZAMBÉZIA | QUELIMANE | QUELIMANE | Varela | [5 empty] | HC | MoH | SP | 73004 |  | 1 | 1 | <8 h | Collection & Delivery | Fixed & Outreach | [12 empty] | 1 | 1 | 0 | 0 | 0 | 0 | 1 | 80.5 | 0 | 0 | #DIV/0! | 0 | #DIV/0! | #DIV/0! | 0 | 0 | 0 | 0 | 0 | 0 | 80.5 | 0 | 0 | #DIV/0! | #DIV/0! | 0 | #N/A |  |  |  | #DIV/0! | [7 empty] | 0 | 0 |  |  |  | 0 |  | 1 | 1
| ZAMBÉZIA | QUELIMANE | QUELIMANE | Zalala - Mar | [5 empty] | HC | MoH | SP | 68214 |  | 1 | 1 | No | Collection & Delivery | Fixed & Outreach | [12 empty] | 2 | 2 | 0 | 0 | 0 | 0 | 1 | 161 | 0 | 0 | #DIV/0! | 0 | #DIV/0! | #DIV/0! | 0 | 0 | 0 | 0 | 0 | 0 | 161 | 0 | 0 | #DIV/0! | #DIV/0! | 0 | #N/A |  |  |  | #DIV/0! | [7 empty] | 0 | 0 |  |  |  | 0 |  | 1 | 1
| ZAMBÉZIA | CHINDE | CHINDE | Depósito D. CHINDE | [5 empty] | DVS | MoH | LD | 258209 | 156 | 1 | 1 | 8-16 h | Collection & Delivery | No vaccination | [12 empty] | 1 | 1 | 2 | 0 | 0 | 0 | 1 | 80.5 | 562 | 0 | #DIV/0! | #DIV/0! | #DIV/0! | #DIV/0! | 0 | 0 | 0 | 0 | 3 | 3 | 0 | 0 | 0 | #DIV/0! | #DIV/0! | 0 | #N/A |  |  |  | #DIV/0! | [5 empty] | #DIV/0! | #DIV/0! | 0 | #N/A |  |  |  | #DIV/0! |  | 0 | 0
| ZAMBÉZIA | CHINDE | CHINDE | Madal | [5 empty] | HC | MoH | SP | 25745.9211 |  | 1 | 1 | No | Collection & Delivery | Fixed & Outreach | [12 empty] | 1 | 1 | 0 | 0 | 0 | 0 | 1 | 145 | 0 | 0 | #DIV/0! | 0 | #DIV/0! | #DIV/0! | 0 | 0 | 0 | 0 | 1 | 1 | 0 | 0 | 0 | #DIV/0! | #DIV/0! | 0 | #N/A |  |  |  | #DIV/0! | [7 empty] | 0 | 0 |  |  |  | 0 |  | 1 | 1
| ZAMBÉZIA | CHINDE | CHINDE | Matilde | [5 empty] | HC | MoH | SP | 72548 |  | 1 | 1 | <8 h | Collection & Delivery | Fixed & Outreach | [12 empty] | 1 | 1 | 0 | 0 | 0 | 0 | 1 | 80.5 | 0 | 0 | #DIV/0! | 0 | #DIV/0! | #DIV/0! | 0 | 0 | 0 | 0 | 1 | 1 | 0 | 0 | 0 | #DIV/0! | #DIV/0! | 0 | #N/A |  |  |  | #DIV/0! | [7 empty] | 0 | 0 |  |  |  | 0 |  | 1 | 1
| ZAMBÉZIA | CHINDE | CHINDE | Micaune | [5 empty] | HC | MoH | SP | 24666.8046 |  | 1 | 1 | No | Collection & Delivery | Fixed & Outreach | [12 empty] | 1 | 1 | 0 | 0 | 0 | 0 | 1 | 80.5 | 0 | 0 | #DIV/0! | 0 | #DIV/0! | #DIV/0! | 0 | 0 | 0 | 0 | 0 | 0 | 80.5 | 0 | 0 | #DIV/0! | #DIV/0! | 0 | #N/A |  |  |  | #DIV/0! | [7 empty] | 0 | 0 |  |  |  | 0 |  | 1 | 1
| ZAMBÉZIA | CHINDE | CHINDE | Mitange | [5 empty] | HC | MoH | SP | 11528.5612 |  | 1 | 1 | <8 h | Collection & Delivery | Fixed & Outreach | [12 empty] | 1 | 1 | 0 | 0 | 0 | 0 | 1 | 145 | 0 | 0 | #DIV/0! | 0 | #DIV/0! | #DIV/0! | 0 | 0 | 0 | 0 | 0 | 0 | 145 | 0 | 0 | #DIV/0! | #DIV/0! | 0 | #N/A |  |  |  | #DIV/0! | [7 empty] | 0 | 0 |  |  |  | 0 |  | 1 | 1
| ZAMBÉZIA | CHINDE | CHINDE | Sede | [5 empty] | HC | MoH | SP | 22453.4917 |  | 1 | 1 | No | Collection & Delivery | Fixed & Outreach | [12 empty] | 1 | 1 | 0 | 0 | 0 | 0 | 1 | 80.5 | 0 | 0 | #DIV/0! | 0 | #DIV/0! | #DIV/0! | 0 | 0 | 0 | 0 | 0 | 0 | 80.5 | 0 | 0 | #DIV/0! | #DIV/0! | 0 | #N/A |  |  |  | #DIV/0! | [7 empty] | 0 | 0 |  |  |  | 0 |  | 1 | 1
| ZAMBÉZIA | CHINDE | CHINDE | Derre sede | [5 empty] | HC | MoH | SP | 60700 |  | 1 | 1 | No | Collection & Delivery | Fixed & Outreach | [12 empty] | 0 | 0 | 0 | 0 | 0 | 0 | 0 | 0 | 0 | 0 | #DIV/0! | 0 | #DIV/0! | #DIV/0! | 0 | 0 | 0 | 0 | 0 | 0 | 0 | 0 | 0 | Extens_Solar | #DIV/0! | 0 | #N/A |  |  |  | 0 | [7 empty] | 0 | 0 |  |  |  | 0 |  | 1 | 1
| ZAMBÉZIA | CHINDE | CHINDE | Guerissa | [5 empty] | HC | MoH | SP | 22174.7199 |  | 1 | 1 | <8 h | Collection & Delivery | Fixed & Outreach | [12 empty] | 0 | 0 | 0 | 0 | 0 | 0 | 0 | 0 | 0 | 0 | #DIV/0! | 0 | #DIV/0! | #DIV/0! | 0 | 0 | 0 | 0 | 0 | 0 | 0 | 0 | 0 | Extens_Solar | #DIV/0! | 0 | #N/A |  |  |  | 0 | [7 empty] | 0 | 0 |  |  |  | 0 |  | 1 | 1
| ZAMBÉZIA | DERRE | DERRE | Depósito D. DERRE | [5 empty] | DVS | MoH | LD | 65469 | 156 | 1 | 1 | 8-16 h | Collection & Delivery | No vaccination | [12 empty] | 0 | 0 | 3 | 0 | 0 | 0 | 0 | 0 | 843 | 0 | #DIV/0! | #DIV/0! | #DIV/0! | #DIV/0! | 0 | 0 | 0 | 0 | 0 | 0 | 0 | 843 | 0 | Extens_Electric | #DIV/0! | 0 | #N/A |  |  |  | 0 | [5 empty] | #DIV/0! | #DIV/0! | 0 | #N/A |  |  |  | #DIV/0! |  | 0 | 0
| ZAMBÉZIA | DERRE | DERRE | Machindo | [5 empty] | HC | MoH | SP | 12670.6262 |  | 1 | 1 | No | Collection & Delivery | Fixed & Outreach | [12 empty] | 2 | 2 | 0 | 0 | 0 | 0 | 1 | 290 | 0 | 0 | #DIV/0! | 0 | #DIV/0! | #DIV/0! | 0 | 0 | 0 | 0 | 0 | 0 | 290 | 0 | 0 | #DIV/0! | #DIV/0! | 0 | #N/A |  |  |  | #DIV/0! | [7 empty] | 0 | 0 |  |  |  | 0 |  | 1 | 1
| ZAMBÉZIA | DERRE | DERRE | Alto Ligonha | [5 empty] | HC | MoH | SP | 37013.6959 |  | 1 | 1 | No | Collection & Delivery | Fixed & Outreach | [12 empty] | 0 | 0 | 0 | 0 | 0 | 0 | 0 | 0 | 0 | 0 | #DIV/0! | 0 | #DIV/0! | #DIV/0! | 0 | 0 | 0 | 0 | 0 | 0 | 0 | 0 | 0 | Extens_Solar | #DIV/0! | 0 | #N/A |  |  |  | 0 | [7 empty] | 0 | 0 |  |  |  | 0 |  | 1 | 1
| ZAMBÉZIA | DERRE | DERRE | Centro de Saude de Intxotxa | [5 empty] | HC | MoH | SP | 6806.3025 |  | 1 | 1 | No | Collection & Delivery | Fixed & Outreach | [12 empty] | 0 | 0 | 0 | 0 | 0 | 0 | 0 | 0 | 0 | 0 | #DIV/0! | 0 | #DIV/0! | #DIV/0! | 0 | 0 | 0 | 0 | 0 | 0 | 0 | 0 | 0 | Extens_Solar | #DIV/0! | 0 | #N/A |  |  |  | 0 | [7 empty] | 0 | 0 |  |  |  | 0 |  | 1 | 1
| ZAMBÉZIA | NAMACURRA | NAMACURRA | Depósito D. NAMACURRA | [5 empty] | DVS | MoH | LD | 473998.5493 | 165 | 1 | 1 | 8-16 h | Collection & Delivery | No vaccination | [12 empty] | 0 | 0 | 2 | 0 | 0 | 0 | 0 | 0 | 562 | 0 | #DIV/0! | #DIV/0! | #DIV/0! | #DIV/0! | 0 | 0 | 0 | 0 | 0 | 0 | 0 | 562 | 0 | Extens_Electric | #DIV/0! | 0 | #N/A |  |  |  | 0 | [5 empty] | #DIV/0! | #DIV/0! | 0 | #N/A |  |  |  | #DIV/0! |  | 0 | 0
| ZAMBÉZIA | NAMACURRA | NAMACURRA | Sede | [5 empty] | HC | MoH | SP | 87483.7496 |  | 1 | 1 | No | Collection & Delivery | Fixed & Outreach | [12 empty] | 1 | 1 | 0 | 0 | 0 | 0 | 1 | 145 | 0 | 0 | #DIV/0! | 0 | #DIV/0! | #DIV/0! | 0 | 0 | 0 | 0 | 0 | 0 | 145 | 0 | 0 | #DIV/0! | #DIV/0! | 0 | #N/A |  |  |  | #DIV/0! | [7 empty] | 0 | 0 |  |  |  | 0 |  | 1 | 1
| ZAMBÉZIA | NAMACURRA | NAMACURRA | Furquia | [5 empty] | HC | MoH | SP | 45179.0107 |  | 1 | 1 | <8 h | Collection & Delivery | Fixed & Outreach | [12 empty] | 1 | 1 | 0 | 0 | 0 | 0 | 1 | 80.5 | 0 | 0 | #DIV/0! | 0 | #DIV/0! | #DIV/0! | 0 | 0 | 0 | 0 | 0 | 0 | 80.5 | 0 | 0 | #DIV/0! | #DIV/0! | 0 | #N/A |  |  |  | #DIV/0! | [7 empty] | 0 | 0 |  |  |  | 0 |  | 1 | 1
| ZAMBÉZIA | NAMACURRA | NAMACURRA | Macuse | [5 empty] | HC | MoH | SP | 27598.4044 |  | 1 | 1 | No | Collection & Delivery | Fixed & Outreach | [12 empty] | 1 | 1 | 0 | 0 | 0 | 0 | 1 | 145 | 0 | 0 | #DIV/0! | 0 | #DIV/0! | #DIV/0! | 0 | 0 | 0 | 0 | 0 | 0 | 145 | 0 | 0 | #DIV/0! | #DIV/0! | 0 | #N/A |  |  |  | #DIV/0! | [7 empty] | 0 | 0 |  |  |  | 0 |  | 1 | 1
| ZAMBÉZIA | NAMACURRA | NAMACURRA | Malei | [5 empty] | HC | MoH | SP | 17249.0028 |  | 1 | 1 | No | Collection & Delivery | Fixed & Outreach | [12 empty] | 1 | 1 | 0 | 0 | 0 | 0 | 1 | 105 | 0 | 0 | #DIV/0! | 0 | #DIV/0! | #DIV/0! | 0 | 0 | 0 | 0 | 0 | 0 | 105 | 0 | 0 | #DIV/0! | #DIV/0! | 0 | #N/A |  |  |  | #DIV/0! | [7 empty] | 0 | 0 |  |  |  | 0 |  | 1 | 1
| ZAMBÉZIA | NAMACURRA | NAMACURRA | Mbaua | [5 empty] | HC | MoH | SP | 48298.3318 |  | 1 | 1 | No | Collection & Delivery | Fixed & Outreach | [12 empty] | 1 | 1 | 0 | 0 | 0 | 0 | 1 | 145 | 0 | 0 | #DIV/0! | 0 | #DIV/0! | #DIV/0! | 0 | 0 | 0 | 0 | 0 | 0 | 145 | 0 | 0 | #DIV/0! | #DIV/0! | 0 | #N/A |  |  |  | #DIV/0! | [7 empty] | 0 | 0 |  |  |  | 0 |  | 1 | 1
| ZAMBÉZIA | NAMACURRA | NAMACURRA | Mexixine | [5 empty] | HC | MoH | SP | 37948.9302 |  | 1 | 1 | No | Collection & Delivery | Fixed & Outreach | [12 empty] | 1 | 1 | 0 | 0 | 0 | 0 | 1 | 145 | 0 | 0 | #DIV/0! | 0 | #DIV/0! | #DIV/0! | 0 | 0 | 0 | 0 | 0 | 0 | 145 | 0 | 0 | #DIV/0! | #DIV/0! | 0 | #N/A |  |  |  | #DIV/0! | [7 empty] | 0 | 0 |  |  |  | 0 |  | 1 | 1
| ZAMBÉZIA | NAMACURRA | NAMACURRA | Muceliua | [5 empty] | HC | MoH | SP | 13799.2022 |  | 1 | 1 | No | Collection & Delivery | Fixed & Outreach | [12 empty] | 1 | 1 | 0 | 0 | 0 | 0 | 1 | 80.5 | 0 | 0 | #DIV/0! | 0 | #DIV/0! | #DIV/0! | 0 | 0 | 0 | 0 | 0 | 0 | 80.5 | 0 | 0 | #DIV/0! | #DIV/0! | 0 | #N/A |  |  |  | #DIV/0! | [7 empty] | 0 | 0 |  |  |  | 0 |  | 1 | 1
| ZAMBÉZIA | NAMACURRA | NAMACURRA | Muebele | [5 empty] | HC | MoH | SP | 41398.7307 |  | 1 | 1 | No | Collection & Delivery | Fixed & Outreach | [12 empty] | 1 | 1 | 0 | 0 | 0 | 0 | 1 | 80.5 | 0 | 0 | #DIV/0! | 0 | #DIV/0! | #DIV/0! | 0 | 0 | 0 | 0 | 0 | 0 | 80.5 | 0 | 0 | #DIV/0! | #DIV/0! | 0 | #N/A |  |  |  | #DIV/0! | [7 empty] | 0 | 0 |  |  |  | 0 |  | 1 | 1
| ZAMBÉZIA | NAMACURRA | NAMACURRA | Mugubia/ Pida | [5 empty] | HC | MoH | SP | 10349.4017 |  | 1 | 1 | No | Collection & Delivery | Fixed & Outreach | [12 empty] | 1 | 1 | 0 | 0 | 0 | 0 | 1 | 80.5 | 0 | 0 | #DIV/0! | 0 | #DIV/0! | #DIV/0! | 0 | 0 | 0 | 0 | 0 | 0 | 80.5 | 0 | 0 | #DIV/0! | #DIV/0! | 0 | #N/A |  |  |  | #DIV/0! | [7 empty] | 0 | 0 |  |  |  | 0 |  | 1 | 1
| ZAMBÉZIA | NAMACURRA | NAMACURRA | Mutange | [5 empty] | HC | MoH | SP | 12908.9311 |  | 1 | 1 | No | Collection & Delivery | Fixed & Outreach | [12 empty] | 1 | 1 | 0 | 0 | 0 | 0 | 1 | 80.5 | 0 | 0 | #DIV/0! | 0 | #DIV/0! | #DIV/0! | 0 | 0 | 0 | 0 | 0 | 0 | 80.5 | 0 | 0 | #DIV/0! | #DIV/0! | 0 | #N/A |  |  |  | #DIV/0! | [7 empty] | 0 | 0 |  |  |  | 0 |  | 1 | 1
| ZAMBÉZIA | NAMACURRA | NAMACURRA | Naciaia | [5 empty] | HC | MoH | SP | 16135.0398 |  | 1 | 1 | No | Collection & Delivery | Fixed & Outreach | [12 empty] | 1 | 1 | 0 | 0 | 0 | 0 | 1 | 145 | 0 | 0 | #DIV/0! | 0 | #DIV/0! | #DIV/0! | 0 | 0 | 0 | 0 | 0 | 0 | 145 | 0 | 0 | #DIV/0! | #DIV/0! | 0 | #N/A |  |  |  | #DIV/0! | [7 empty] | 0 | 0 |  |  |  | 0 |  | 1 | 1
| ZAMBÉZIA | NAMACURRA | NAMACURRA | Sede | [5 empty] | HC | MoH | SP | 68997.1351 |  | 1 | 1 | No | Collection & Delivery | Fixed & Outreach | [12 empty] | 1 | 1 | 0 | 0 | 0 | 0 | 1 | 145 | 0 | 0 | #DIV/0! | 0 | #DIV/0! | #DIV/0! | 0 | 0 | 0 | 0 | 0 | 0 | 145 | 0 | 0 | #DIV/0! | #DIV/0! | 0 | #N/A |  |  |  | #DIV/0! | [7 empty] | 0 | 0 |  |  |  | 0 |  | 1 | 1
| ZAMBÉZIA | NAMACURRA | NAMACURRA | Lipali | [5 empty] | HC | MoH | SP | 20797.7223 |  | 1 | 1 | No | Collection & Delivery | Fixed & Outreach | [12 empty] | 0 | 0 | 0 | 0 | 0 | 0 | 0 | 0 | 0 | 0 | #DIV/0! | 0 | #DIV/0! | #DIV/0! | 0 | 0 | 0 | 0 | 0 | 0 | 0 | 0 | 0 | Extens_Solar | #DIV/0! | 0 | #N/A |  |  |  | 0 | [7 empty] | 0 | 0 |  |  |  | 0 |  | 1 | 1
| ZAMBÉZIA | NAMACURRA | NAMACURRA | Marea | [5 empty] | HC | MoH | SP | 25854.9568 |  | 1 | 1 | <8 h | Collection & Delivery | Fixed & Outreach | [12 empty] | 0 | 0 | 0 | 0 | 0 | 0 | 0 | 0 | 0 | 0 | #DIV/0! | 0 | #DIV/0! | #DIV/0! | 0 | 0 | 0 | 0 | 0 | 0 | 0 | 0 | 0 | Extens_Solar | #DIV/0! | 0 | #N/A |  |  |  | 0 | [7 empty] | 0 | 0 |  |  |  | 0 |  | 1 | 1
| ZAMBÉZIA | NAMARROI | NAMARROI | Depósito D. NAMARROI | [5 empty] | DVS | MoH | LD | 38095.0605 | 170 | 1 | 1 | 8-16 h | Collection & Delivery | No vaccination | [12 empty] | 0 | 0 | 3 | 0 | 0 | 0 | 0 | 0 | 843 | 0 | #DIV/0! | #DIV/0! | #DIV/0! | #DIV/0! | 0 | 0 | 0 | 0 | 0 | 0 | 0 | 843 | 0 | Extens_Electric | #DIV/0! | 0 | #N/A |  |  |  | 0 | [5 empty] | #DIV/0! | #DIV/0! | 0 | #N/A |  |  |  | #DIV/0! |  | 0 | 0
| ZAMBÉZIA | NAMARROI | NAMARROI | Mudine | [5 empty] | HC | MoH | SP | 20964.0861 |  | 1 | 1 | No | Collection & Delivery | Fixed & Outreach | [12 empty] | 2 | 2 | 0 | 0 | 0 | 0 | 1 | 161 | 0 | 0 | #DIV/0! | 0 | #DIV/0! | #DIV/0! | 0 | 0 | 0 | 0 | 0 | 0 | 161 | 0 | 0 | #DIV/0! | #DIV/0! | 0 | #N/A |  |  |  | #DIV/0! | [7 empty] | 0 | 0 |  |  |  | 0 |  | 1 | 1
| ZAMBÉZIA | NAMARROI | NAMARROI | Mutepua | [5 empty] | HC | MoH | SP | 17130.9744 |  | 1 | 1 | No | Collection & Delivery | Fixed & Outreach | [12 empty] | 2 | 2 | 0 | 0 | 0 | 0 | 1 | 225.5 | 0 | 0 | #DIV/0! | 0 | #DIV/0! | #DIV/0! | 0 | 0 | 0 | 0 | 0 | 0 | 225.5 | 0 | 0 | #DIV/0! | #DIV/0! | 0 | #N/A |  |  |  | #DIV/0! | [7 empty] | 0 | 0 |  |  |  | 0 |  | 1 | 1
| ZAMBÉZIA | MAGANJA DA COSTA | MAGANJA DA COSTA | Depósito D. MAGANJA DA COSTA | [5 empty] | DVS | MoH | LD | 299840.3874 | 170 | 1 | 1 | 8-16 h | Collection & Delivery | No vaccination | [12 empty] | 0 | 0 | 4 | 0 | 0 | 0 | 0 | 0 | 1124 | 0 | #DIV/0! | #DIV/0! | #DIV/0! | #DIV/0! | 0 | 0 | 0 | 0 | 0 | 0 | 0 | 1124 | 0 | Extens_Electric | #DIV/0! | 0 | #N/A |  |  |  | 0 | [5 empty] | #DIV/0! | #DIV/0! | 0 | #N/A |  |  |  | #DIV/0! |  | 0 | 0
| ZAMBÉZIA | MAGANJA DA COSTA | MAGANJA DA COSTA | Centro de Saude de Cabuir | [5 empty] | HC | MoH | SP | 19508.4029 |  | 1 | 1 | No | Collection & Delivery | Fixed & Outreach | [12 empty] | 1 | 1 | 0 | 0 | 0 | 0 | 1 | 80.5 | 0 | 0 | #DIV/0! | 0 | #DIV/0! | #DIV/0! | 0 | 0 | 0 | 0 | 0 | 0 | 80.5 | 0 | 0 | #DIV/0! | #DIV/0! | 0 | #N/A |  |  |  | #DIV/0! | [7 empty] | 0 | 0 |  |  |  | 0 |  | 1 | 1
| ZAMBÉZIA | MAGANJA DA COSTA | MAGANJA DA COSTA | Mabala | [5 empty] | HC | MoH | SP | 13005.602 |  | 1 | 1 | No | Collection & Delivery | Fixed & Outreach | [12 empty] | 1 | 1 | 0 | 0 | 0 | 0 | 1 | 80.5 | 0 | 0 | #DIV/0! | 0 | #DIV/0! | #DIV/0! | 0 | 0 | 0 | 0 | 0 | 0 | 80.5 | 0 | 0 | #DIV/0! | #DIV/0! | 0 | #N/A |  |  |  | #DIV/0! | [7 empty] | 0 | 0 |  |  |  | 0 |  | 1 | 1
| ZAMBÉZIA | MAGANJA DA COSTA | MAGANJA DA COSTA | Mapira | [5 empty] | HC | MoH | SP | 8218.1466 |  | 1 | 1 | No | Collection & Delivery | Fixed & Outreach | [12 empty] | 1 | 1 | 0 | 0 | 0 | 0 | 1 | 80.5 | 0 | 0 | #DIV/0! | 0 | #DIV/0! | #DIV/0! | 0 | 0 | 0 | 0 | 0 | 0 | 80.5 | 0 | 0 | #DIV/0! | #DIV/0! | 0 | #N/A |  |  |  | #DIV/0! | [7 empty] | 0 | 0 |  |  |  | 0 |  | 1 | 1
| ZAMBÉZIA | MAGANJA DA COSTA | MAGANJA DA COSTA | Moneia | [5 empty] | HC | MoH | SP | 5575.4352 |  | 1 | 1 | No | Collection & Delivery | Fixed & Outreach | [12 empty] | 1 | 1 | 0 | 0 | 0 | 0 | 1 | 55.5 | 0 | 0 | #DIV/0! | 0 | #DIV/0! | #DIV/0! | 0 | 0 | 0 | 0 | 0 | 0 | 55.5 | 0 | 0 | #DIV/0! | #DIV/0! | 0 | #N/A |  |  |  | #DIV/0! | [7 empty] | 0 | 0 |  |  |  | 0 |  | 1 | 1
| ZAMBÉZIA | MAGANJA DA COSTA | MAGANJA DA COSTA | Muoloa | [5 empty] | HC | MoH | SP | 19122.8436 |  | 1 | 1 | No | Collection & Delivery | Fixed & Outreach | [12 empty] | 1 | 1 | 0 | 0 | 0 | 0 | 1 | 80.5 | 0 | 0 | #DIV/0! | 0 | #DIV/0! | #DIV/0! | 0 | 0 | 0 | 0 | 0 | 0 | 80.5 | 0 | 0 | #DIV/0! | #DIV/0! | 0 | #N/A |  |  |  | #DIV/0! | [7 empty] | 0 | 0 |  |  |  | 0 |  | 1 | 1
| ZAMBÉZIA | MAGANJA DA COSTA | MAGANJA DA COSTA | Muzo | [5 empty] | HC | MoH | SP | 22393.9155 |  | 1 | 1 | No | Collection & Delivery | Fixed & Outreach | [12 empty] | 1 | 1 | 0 | 0 | 0 | 0 | 1 | 55.5 | 0 | 0 | #DIV/0! | 0 | #DIV/0! | #DIV/0! | 0 | 0 | 0 | 0 | 0 | 0 | 55.5 | 0 | 0 | #DIV/0! | #DIV/0! | 0 | #N/A |  |  |  | #DIV/0! | [7 empty] | 0 | 0 |  |  |  | 0 |  | 1 | 1
| ZAMBÉZIA | MAGANJA DA COSTA | MAGANJA DA COSTA | Nante | [5 empty] | HC | MoH | SP | 29036.1023 |  | 1 | 1 | No | Collection & Delivery | Fixed & Outreach | [12 empty] | 1 | 1 | 0 | 0 | 0 | 0 | 1 | 80.5 | 0 | 0 | #DIV/0! | 0 | #DIV/0! | #DIV/0! | 0 | 0 | 0 | 0 | 0 | 0 | 80.5 | 0 | 0 | #DIV/0! | #DIV/0! | 0 | #N/A |  |  |  | #DIV/0! | [7 empty] | 0 | 0 |  |  |  | 0 |  | 1 | 1
| ZAMBÉZIA | MAGANJA DA COSTA | MAGANJA DA COSTA | Posto de Saude de Mugaua | [5 empty] | HC | MoH | SP | 3612.7921 |  | 1 | 1 | No | Collection & Delivery | Fixed & Outreach | [12 empty] | 1 | 1 | 0 | 0 | 0 | 0 | 1 | 80.5 | 0 | 0 | #DIV/0! | 0 | #DIV/0! | #DIV/0! | 0 | 0 | 0 | 0 | 0 | 0 | 80.5 | 0 | 0 | #DIV/0! | #DIV/0! | 0 | #N/A |  |  |  | #DIV/0! | [7 empty] | 0 | 0 |  |  |  | 0 |  | 1 | 1
| ZAMBÉZIA | MAGANJA DA COSTA | MAGANJA DA COSTA | Sede | [5 empty] | HC | MoH | SP | 76233.9602 |  | 1 | 1 | <8 h | Collection & Delivery | Fixed & Outreach | [12 empty] | 1 | 1 | 0 | 0 | 0 | 0 | 1 | 55.5 | 0 | 0 | #DIV/0! | 0 | #DIV/0! | #DIV/0! | 0 | 0 | 0 | 0 | 0 | 0 | 55.5 | 0 | 0 | #DIV/0! | #DIV/0! | 0 | #N/A |  |  |  | #DIV/0! | [7 empty] | 0 | 0 |  |  |  | 0 |  | 1 | 1
| ZAMBÉZIA | MAGANJA DA COSTA | MAGANJA DA COSTA | Vila Valdez | [5 empty] | HC | MoH | SP | 19045.2821 |  | 1 | 1 | No | Collection & Delivery | Fixed & Outreach | [12 empty] | 1 | 1 | 0 | 0 | 0 | 0 | 1 | 80.5 | 0 | 0 | #DIV/0! | 0 | #DIV/0! | #DIV/0! | 0 | 0 | 0 | 0 | 0 | 0 | 80.5 | 0 | 0 | #DIV/0! | #DIV/0! | 0 | #N/A |  |  |  | #DIV/0! | [7 empty] | 0 | 0 |  |  |  | 0 |  | 1 | 1
| ZAMBÉZIA | MAGANJA DA COSTA | MAGANJA DA COSTA | Carico | [5 empty] | HC | MoH | SP | 48151.0774 |  | 1 | 1 | <8 h | Collection & Delivery | Fixed & Outreach | [12 empty] | 0 | 0 | 0 | 0 | 0 | 0 | 0 | 0 | 0 | 0 | #DIV/0! | 0 | #DIV/0! | #DIV/0! | 0 | 0 | 0 | 0 | 0 | 0 | 0 | 0 | 0 | Extens_Solar | #DIV/0! | 0 | #N/A |  |  |  | 0 | [7 empty] | 0 | 0 |  |  |  | 0 |  | 1 | 1
| ZAMBÉZIA | MAGANJA DA COSTA | MAGANJA DA COSTA | Centro de Saúde de Gurgunha | [5 empty] | HC | MoH | SP | 35936.8275 |  | 1 | 1 | No | Collection & Delivery | Fixed & Outreach | [12 empty] | 0 | 0 | 0 | 0 | 0 | 0 | 0 | 0 | 0 | 0 | #DIV/0! | 0 | #DIV/0! | #DIV/0! | 0 | 0 | 0 | 0 | 0 | 0 | 0 | 0 | 0 | Extens_Solar | #DIV/0! | 0 | #N/A |  |  |  | 0 | [7 empty] | 0 | 0 |  |  |  | 0 |  | 1 | 1
| ZAMBÉZIA | MOCUBELA | MOCUBELA | Depósito D. MOCUBELA | [5 empty] | DVS | MoH | LD | 158368.2146 | 151 | 1 | 1 | 8-16 h | Collection & Delivery | No vaccination | [12 empty] | 4 | 4 | 0 | 0 | 0 | 0 | 1 | 297 | 0 | 0 | #DIV/0! | #DIV/0! | #DIV/0! | #DIV/0! | 0 | 0 | 0 | 0 | 0 | 0 | 297 | 0 | 0 | #DIV/0! | #DIV/0! | 0 | #N/A |  |  |  | #DIV/0! | [5 empty] | Extens_Electric | #DIV/0! | 0 | #N/A |  |  |  | 0 |  | 0 | 0
| ZAMBÉZIA | MOCUBELA | MOCUBELA | Ilha de Idugo | [5 empty] | HC | MoH | SP | 4254.6416 |  | 1 | 1 | No | Collection & Delivery | Fixed & Outreach | [12 empty] | 2 | 2 | 0 | 0 | 0 | 0 | 1 | 136 | 0 | 0 | #DIV/0! | 0 | #DIV/0! | #DIV/0! | 0 | 0 | 0 | 0 | 0 | 0 | 136 | 0 | 0 | #DIV/0! | #DIV/0! | 0 | #N/A |  |  |  | #DIV/0! | [7 empty] | 0 | 0 |  |  |  | 0 |  | 1 | 1
| ZAMBÉZIA | MOCUBELA | MOCUBELA | Maneia | [5 empty] | HC | MoH | SP | 14399.4608 |  | 1 | 1 | No | Collection & Delivery | Fixed & Outreach | [12 empty] | 2 | 2 | 0 | 0 | 0 | 0 | 1 | 136 | 0 | 0 | #DIV/0! | 0 | #DIV/0! | #DIV/0! | 0 | 0 | 0 | 0 | 0 | 0 | 136 | 0 | 0 | #DIV/0! | #DIV/0! | 0 | #N/A |  |  |  | #DIV/0! | [7 empty] | 0 | 0 |  |  |  | 0 |  | 1 | 1
| ZAMBÉZIA | MOCUBELA | MOCUBELA | Missal | [5 empty] | HC | MoH | SP | 18276.4116 |  | 1 | 1 | No | Collection & Delivery | Fixed & Outreach | [12 empty] | 1 | 1 | 0 | 0 | 0 | 0 | 1 | 55.5 | 0 | 0 | #DIV/0! | 0 | #DIV/0! | #DIV/0! | 0 | 0 | 0 | 0 | 0 | 0 | 55.5 | 0 | 0 | #DIV/0! | #DIV/0! | 0 | #N/A |  |  |  | #DIV/0! | [7 empty] | 0 | 0 |  |  |  | 0 |  | 1 | 1
| ZAMBÉZIA | MOCUBELA | MOCUBELA | Mocubela | [5 empty] | HC | MoH | SP | 28146.9553 |  | 1 | 1 | No | Collection & Delivery | Fixed & Outreach | [12 empty] | 1 | 1 | 0 | 0 | 0 | 0 | 1 | 55.5 | 0 | 0 | #DIV/0! | 0 | #DIV/0! | #DIV/0! | 0 | 0 | 0 | 0 | 0 | 0 | 55.5 | 0 | 0 | #DIV/0! | #DIV/0! | 0 | #N/A |  |  |  | #DIV/0! | [7 empty] | 0 | 0 |  |  |  | 0 |  | 1 | 1
| ZAMBÉZIA | MOCUBELA | MOCUBELA | Naico | [5 empty] | HC | MoH | SP | 5886.8053 |  | 1 | 1 | No | Collection & Delivery | Fixed & Outreach | [12 empty] | 1 | 1 | 0 | 0 | 0 | 0 | 1 | 55.5 | 0 | 0 | #DIV/0! | 0 | #DIV/0! | #DIV/0! | 0 | 0 | 0 | 0 | 0 | 0 | 55.5 | 0 | 0 | #DIV/0! | #DIV/0! | 0 | #N/A |  |  |  | #DIV/0! | [7 empty] | 0 | 0 |  |  |  | 0 |  | 1 | 1
| ZAMBÉZIA | MOCUBELA | MOCUBELA | Tapata | [5 empty] | HC | MoH | SP | 60278.7731 |  | 1 | 1 | <8 h | Collection & Delivery | Fixed & Outreach | [12 empty] | 1 | 1 | 0 | 0 | 0 | 0 | 1 | 55.5 | 0 | 0 | #DIV/0! | 0 | #DIV/0! | #DIV/0! | 0 | 0 | 0 | 0 | 0 | 0 | 55.5 | 0 | 0 | #DIV/0! | #DIV/0! | 0 | #N/A |  |  |  | #DIV/0! | [7 empty] | 0 | 0 |  |  |  | 0 |  | 1 | 1
| ZAMBÉZIA | MOCUBELA | MOCUBELA | Chiraco | [5 empty] | HC | MoH | SP | 12381.7377 |  | 1 | 1 | No | Collection & Delivery | Fixed & Outreach | [12 empty] | 0 | 0 | 0 | 0 | 0 | 0 | 0 | 0 | 0 | 0 | #DIV/0! | 0 | #DIV/0! | #DIV/0! | 0 | 0 | 0 | 0 | 0 | 0 | 0 | 0 | 0 | Extens_Solar | #DIV/0! | 0 | #N/A |  |  |  | 0 | [7 empty] | 0 | 0 |  |  |  | 0 |  | 1 | 1
| ZAMBÉZIA | MOCUBELA | MOCUBELA | Jajo | [5 empty] | HC | MoH | SP | 14743.4291 |  | 1 | 1 | No | Collection & Delivery | Fixed & Outreach | [12 empty] | 0 | 0 | 0 | 0 | 0 | 0 | 0 | 0 | 0 | 0 | #DIV/0! | 0 | #DIV/0! | #DIV/0! | 0 | 0 | 0 | 0 | 0 | 0 | 0 | 0 | 0 | Extens_Solar | #DIV/0! | 0 | #N/A |  |  |  | 0 | [7 empty] | 0 | 0 |  |  |  | 0 |  | 1 | 1
| ZAMBÉZIA | PEBANE | PEBANE | Depósito D. PEBANE | [5 empty] | DVS | MoH | LD | 298105.9325 | 284 | 1 | 1 | 8-16 h | Collection & Delivery | No vaccination | [12 empty] | 2 | 2 | 1 | 0 | 0 | 0 | 1 | 40 | 349.6 | 0 | #DIV/0! | #DIV/0! | #DIV/0! | #DIV/0! | 0 | 0 | 0 | 0 | 0 | 0 | 40 | 349.6 | 0 | #DIV/0! | #DIV/0! | 0 | #N/A |  |  |  | #DIV/0! | [5 empty] | #DIV/0! | #DIV/0! | 0 | #N/A |  |  |  | #DIV/0! |  | 0 | 0
| ZAMBÉZIA | PEBANE | PEBANE | Sede | [5 empty] | HC | MoH | SP | 49179.6103 |  | 1 | 1 | <8 h | Collection & Delivery | Fixed & Outreach | [12 empty] | 1 | 1 | 0 | 0 | 0 | 0 | 1 | 145 | 0 | 0 | #DIV/0! | 0 | #DIV/0! | #DIV/0! | 0 | 0 | 0 | 0 | 0 | 0 | 145 | 0 | 0 | #DIV/0! | #DIV/0! | 0 | #N/A |  |  |  | #DIV/0! | [7 empty] | 0 | 0 |  |  |  | 0 |  | 1 | 1
| ZAMBÉZIA | PEBANE | PEBANE | 7 de Abril | [5 empty] | HC | MoH | SP | 19319.5575 |  | 1 | 1 | No | Collection & Delivery | Fixed & Outreach | [12 empty] | 1 | 1 | 0 | 0 | 0 | 0 | 1 | 20 | 34.3 | 0 | #DIV/0! | 0 | #DIV/0! | #DIV/0! | 0 | 0 | 0 | 0 | 0 | 0 | 20 | 34.3 | 0 | #DIV/0! | #DIV/0! | 0 | #N/A |  |  |  | #DIV/0! | [7 empty] | 0 | 0 |  |  |  | 0 |  | 1 | 1
| ZAMBÉZIA | PEBANE | PEBANE | Alto Maganha | [5 empty] | HC | MoH | SP | 17055.6611 |  | 1 | 1 | <8 h | Collection & Delivery | Fixed & Outreach | [12 empty] | 1 | 1 | 0 | 0 | 0 | 0 | 1 | 20 | 34.3 | 0 | #DIV/0! | 0 | #DIV/0! | #DIV/0! | 0 | 0 | 0 | 0 | 0 | 0 | 20 | 34.3 | 0 | #DIV/0! | #DIV/0! | 0 | #N/A |  |  |  | #DIV/0! | [7 empty] | 0 | 0 |  |  |  | 0 |  | 1 | 1
| ZAMBÉZIA | PEBANE | PEBANE | Impaca | [5 empty] | HC | MoH | SP | 8929.689 |  | 1 | 1 | <8 h | Collection & Delivery | Fixed & Outreach | [12 empty] | 1 | 1 | 0 | 0 | 0 | 0 | 1 | 20 | 34.3 | 0 | #DIV/0! | 0 | #DIV/0! | #DIV/0! | 0 | 0 | 0 | 0 | 0 | 0 | 20 | 34.3 | 0 | #DIV/0! | #DIV/0! | 0 | #N/A |  |  |  | #DIV/0! | [7 empty] | 0 | 0 |  |  |  | 0 |  | 1 | 1
| ZAMBÉZIA | PEBANE | PEBANE | Magiga | [5 empty] | HC | MoH | SP | 19814.1526 |  | 1 | 1 | No | Collection & Delivery | Fixed & Outreach | [12 empty] | 1 | 1 | 0 | 0 | 0 | 0 | 1 | 20 | 34.3 | 0 | #DIV/0! | 0 | #DIV/0! | #DIV/0! | 0 | 0 | 0 | 0 | 0 | 0 | 20 | 34.3 | 0 | #DIV/0! | #DIV/0! | 0 | #N/A |  |  |  | #DIV/0! | [7 empty] | 0 | 0 |  |  |  | 0 |  | 1 | 1
| ZAMBÉZIA | PEBANE | PEBANE | Malema | [5 empty] | HC | MoH | SP | 23147.0489 |  | 1 | 1 | No | Collection & Delivery | Fixed & Outreach | [12 empty] | 1 | 1 | 0 | 0 | 0 | 0 | 1 | 20 | 34.3 | 0 | #DIV/0! | 0 | #DIV/0! | #DIV/0! | 0 | 0 | 0 | 0 | 0 | 0 | 20 | 34.3 | 0 | #DIV/0! | #DIV/0! | 0 | #N/A |  |  |  | #DIV/0! | [7 empty] | 0 | 0 |  |  |  | 0 |  | 1 | 1
| ZAMBÉZIA | PEBANE | PEBANE | Mihecue | [5 empty] | HC | MoH | SP | 8369.8973 |  | 1 | 1 | No | Collection & Delivery | Fixed & Outreach | [12 empty] | 1 | 1 | 0 | 0 | 0 | 0 | 1 | 20 | 34.3 | 0 | #DIV/0! | 0 | #DIV/0! | #DIV/0! | 0 | 0 | 0 | 0 | 0 | 0 | 20 | 34.3 | 0 | #DIV/0! | #DIV/0! | 0 | #N/A |  |  |  | #DIV/0! | [7 empty] | 0 | 0 |  |  |  | 0 |  | 1 | 1
| ZAMBÉZIA | PEBANE | PEBANE | Mulela | [5 empty] | HC | MoH | SP | 10942.9157 |  | 1 | 1 | No | Collection & Delivery | Fixed & Outreach | [12 empty] | 1 | 1 | 0 | 0 | 0 | 0 | 1 | 20 | 34.3 | 0 | #DIV/0! | 0 | #DIV/0! | #DIV/0! | 0 | 0 | 0 | 0 | 0 | 0 | 20 | 34.3 | 0 | #DIV/0! | #DIV/0! | 0 | #N/A |  |  |  | #DIV/0! | [7 empty] | 0 | 0 |  |  |  | 0 |  | 1 | 1
| ZAMBÉZIA | PEBANE | PEBANE | Muligode | [5 empty] | HC | MoH | SP | 7925.8859 |  | 1 | 1 | No | Collection & Delivery | Fixed & Outreach | [12 empty] | 1 | 1 | 0 | 0 | 0 | 0 | 1 | 55.5 | 0 | 0 | #DIV/0! | 0 | #DIV/0! | #DIV/0! | 0 | 0 | 0 | 0 | 0 | 0 | 55.5 | 0 | 0 | #DIV/0! | #DIV/0! | 0 | #N/A |  |  |  | #DIV/0! | [7 empty] | 0 | 0 |  |  |  | 0 |  | 1 | 1
| ZAMBÉZIA | PEBANE | PEBANE | Naburi | [5 empty] | HC | MoH | SP | 44702.4009 |  | 1 | 1 | No | Collection & Delivery | Fixed & Outreach | [12 empty] | 1 | 1 | 0 | 0 | 0 | 0 | 1 | 80.5 | 0 | 0 | #DIV/0! | 0 | #DIV/0! | #DIV/0! | 0 | 0 | 0 | 0 | 0 | 0 | 80.5 | 0 | 0 | #DIV/0! | #DIV/0! | 0 | #N/A |  |  |  | #DIV/0! | [7 empty] | 0 | 0 |  |  |  | 0 |  | 1 | 1
| ZAMBÉZIA | PEBANE | PEBANE | Pele Pele | [5 empty] | HC | MoH | SP | 18260.6745 |  | 1 | 1 | <8 h | Collection & Delivery | Fixed & Outreach | [12 empty] | 1 | 1 | 0 | 0 | 0 | 0 | 1 | 55.5 | 0 | 0 | #DIV/0! | 0 | #DIV/0! | #DIV/0! | 0 | 0 | 0 | 0 | 0 | 0 | 55.5 | 0 | 0 | #DIV/0! | #DIV/0! | 0 | #N/A |  |  |  | #DIV/0! | [7 empty] | 0 | 0 |  |  |  | 0 |  | 1 | 1
| ZAMBÉZIA | PEBANE | PEBANE | Sede | [5 empty] | HC | MoH | SP | 40670.3271 |  | 1 | 1 | No | Collection & Delivery | Fixed & Outreach | [12 empty] | 1 | 1 | 0 | 0 | 0 | 0 | 1 | 145 | 0 | 0 | #DIV/0! | 0 | #DIV/0! | #DIV/0! | 0 | 0 | 0 | 0 | 0 | 0 | 145 | 0 | 0 | #DIV/0! | #DIV/0! | 0 | #N/A |  |  |  | #DIV/0! | [7 empty] | 0 | 0 |  |  |  | 0 |  | 1 | 1
| ZAMBÉZIA | PEBANE | PEBANE | Tomeia | [5 empty] | HC | MoH | SP | 20665.0809 |  | 1 | 1 | No | Collection & Delivery | Fixed & Outreach | [12 empty] | 1 | 1 | 0 | 0 | 0 | 0 | 1 | 55.5 | 0 | 0 | #DIV/0! | 0 | #DIV/0! | #DIV/0! | 0 | 0 | 0 | 0 | 0 | 0 | 55.5 | 0 | 0 | #DIV/0! | #DIV/0! | 0 | #N/A |  |  |  | #DIV/0! | [7 empty] | 0 | 0 |  |  |  | 0 |  | 1 | 1
| ZAMBÉZIA | PEBANE | PEBANE | Txalalane | [5 empty] | HC | MoH | SP | 9123.0307 |  | 1 | 1 | No | Collection & Delivery | Fixed & Outreach | [12 empty] | 1 | 1 | 0 | 0 | 0 | 0 | 1 | 145 | 0 | 0 | #DIV/0! | 0 | #DIV/0! | #DIV/0! | 0 | 0 | 0 | 0 | 0 | 0 | 145 | 0 | 0 | #DIV/0! | #DIV/0! | 0 | #N/A |  |  |  | #DIV/0! | [7 empty] | 0 | 0 |  |  |  | 0 |  | 1 | 1
| ZAMBÉZIA | GILÉ | GILÉ | Depósito D. GILE | [5 empty] | DVS | MoH | LD | 213800 | 501 | 1 | 1 | 8-16 h | Collection & Delivery | No vaccination | [12 empty] | 4 | 4 | 0 | 0 | 0 | 0 | 1 | 361.5 | 0 | 0 | #DIV/0! | #DIV/0! | #DIV/0! | #DIV/0! | 0 | 0 | 0 | 0 | 0 | 0 | 361.5 | 0 | 0 | #DIV/0! | #DIV/0! | 0 | #N/A |  |  |  | #DIV/0! | [5 empty] | Extens_Electric | #DIV/0! | 0 | #N/A |  |  |  | 0 |  | 0 | 0
| ZAMBÉZIA | GILÉ | GILÉ | Centro de Saude Mutequela | [5 empty] | HC | MoH | SP | 6990.6516 |  | 1 | 1 | No | Collection & Delivery | Fixed & Outreach | [12 empty] | 1 | 1 | 0 | 0 | 0 | 0 | 1 | 20 | 34.3 | 0 | #DIV/0! | 0 | #DIV/0! | #DIV/0! | 0 | 0 | 0 | 0 | 0 | 0 | 20 | 34.3 | 0 | #DIV/0! | #DIV/0! | 0 | #N/A |  |  |  | #DIV/0! | [7 empty] | 0 | 0 |  |  |  | 0 |  | 1 | 1
| ZAMBÉZIA | GILÉ | GILÉ | Gile Sede | [5 empty] | HC | MoH | SP | 44181.952 |  | 1 | 1 | No | Collection & Delivery | Fixed & Outreach | [12 empty] | 1 | 1 | 0 | 0 | 0 | 0 | 1 | 20 | 34.3 | 0 | #DIV/0! | 0 | #DIV/0! | #DIV/0! | 0 | 0 | 0 | 0 | 0 | 0 | 20 | 34.3 | 0 | #DIV/0! | #DIV/0! | 0 | #N/A |  |  |  | #DIV/0! | [7 empty] | 0 | 0 |  |  |  | 0 |  | 1 | 1
| ZAMBÉZIA | GILÉ | GILÉ | Khayane | [5 empty] | HC | MoH | SP | 14316.2789 |  | 1 | 1 | No | Collection & Delivery | Fixed & Outreach | [12 empty] | 1 | 1 | 0 | 0 | 0 | 0 | 1 | 20 | 34.3 | 0 | #DIV/0! | 0 | #DIV/0! | #DIV/0! | 0 | 0 | 0 | 0 | 0 | 0 | 20 | 34.3 | 0 | #DIV/0! | #DIV/0! | 0 | #N/A |  |  |  | #DIV/0! | [7 empty] | 0 | 0 |  |  |  | 0 |  | 1 | 1
| ZAMBÉZIA | GILÉ | GILÉ | Mamala | [5 empty] | HC | MoH | SP | 22537.7977 |  | 1 | 1 | <8 h | Collection & Delivery | Fixed & Outreach | [12 empty] | 1 | 1 | 0 | 0 | 0 | 0 | 1 | 20 | 34.3 | 0 | #DIV/0! | 0 | #DIV/0! | #DIV/0! | 0 | 0 | 0 | 0 | 0 | 0 | 20 | 34.3 | 0 | #DIV/0! | #DIV/0! | 0 | #N/A |  |  |  | #DIV/0! | [7 empty] | 0 | 0 |  |  |  | 0 |  | 1 | 1
| ZAMBÉZIA | GILÉ | GILÉ | Moneia | [5 empty] | HC | MoH | SP | 31217.941 |  | 1 | 1 | No | Collection & Delivery | Fixed & Outreach | [12 empty] | 1 | 1 | 0 | 0 | 0 | 0 | 1 | 20 | 34.3 | 0 | #DIV/0! | 0 | #DIV/0! | #DIV/0! | 0 | 0 | 0 | 0 | 0 | 0 | 20 | 34.3 | 0 | #DIV/0! | #DIV/0! | 0 | #N/A |  |  |  | #DIV/0! | [7 empty] | 0 | 0 |  |  |  | 0 |  | 1 | 1
| ZAMBÉZIA | GILÉ | GILÉ | Muiane | [5 empty] | HC | MoH | SP | 33738.1277 |  | 1 | 1 | No | Collection & Delivery | Fixed & Outreach | [12 empty] | 1 | 1 | 0 | 0 | 0 | 0 | 1 | 20 | 34.3 | 0 | #DIV/0! | 0 | #DIV/0! | #DIV/0! | 0 | 0 | 0 | 0 | 0 | 0 | 20 | 34.3 | 0 | #DIV/0! | #DIV/0! | 0 | #N/A |  |  |  | #DIV/0! | [7 empty] | 0 | 0 |  |  |  | 0 |  | 1 | 1
| ZAMBÉZIA | GILÉ | GILÉ | Namuaca | [5 empty] | HC | MoH | SP | 6762.4634 |  | 1 | 1 | <8 h | Collection & Delivery | Fixed & Outreach | [12 empty] | 1 | 1 | 0 | 0 | 0 | 0 | 1 | 20 | 34.3 | 0 | #DIV/0! | 0 | #DIV/0! | #DIV/0! | 0 | 0 | 0 | 0 | 0 | 0 | 20 | 34.3 | 0 | #DIV/0! | #DIV/0! | 0 | #N/A |  |  |  | #DIV/0! | [7 empty] | 0 | 0 |  |  |  | 0 |  | 1 | 1
| ZAMBÉZIA | GILÉ | GILÉ | Pury | [5 empty] | HC | MoH | SP | 11156.4909 |  | 1 | 1 | No | Collection & Delivery | Fixed & Outreach | [12 empty] | 1 | 1 | 0 | 0 | 0 | 0 | 1 | 20 | 34.3 | 0 | #DIV/0! | 0 | #DIV/0! | #DIV/0! | 0 | 0 | 0 | 0 | 0 | 0 | 20 | 34.3 | 0 | #DIV/0! | #DIV/0! | 0 | #N/A |  |  |  | #DIV/0! | [7 empty] | 0 | 0 |  |  |  | 0 |  | 1 | 1
| ZAMBÉZIA | GILÉ | GILÉ | Uapé | [5 empty] | HC | MoH | SP | 11950.0911 |  | 1 | 1 | No | Collection & Delivery | Fixed & Outreach | [12 empty] | 1 | 1 | 0 | 0 | 0 | 0 | 1 | 20 | 34.3 | 0 | #DIV/0! | 0 | #DIV/0! | #DIV/0! | 0 | 0 | 0 | 0 | 0 | 0 | 20 | 34.3 | 0 | #DIV/0! | #DIV/0! | 0 | #N/A |  |  |  | #DIV/0! | [7 empty] | 0 | 0 |  |  |  | 0 |  | 1 | 1
| ZAMBÉZIA | GILÉ | GILÉ | Centro de Saúde Gurue Sede | [5 empty] | HC | MoH | SP | 5039.2492 |  | 1 | 1 | No | Collection & Delivery | Fixed & Outreach | [12 empty] | 0 | 0 | 0 | 0 | 0 | 0 | 0 | 0 | 0 | 0 | #DIV/0! | 0 | #DIV/0! | #DIV/0! | 0 | 0 | 0 | 0 | 0 | 0 | 0 | 0 | 0 | Extens_Solar | #DIV/0! | 0 | #N/A |  |  |  | 0 | [7 empty] | 0 | 0 |  |  |  | 0 |  | 1 | 1
| ZAMBÉZIA | GILÉ | GILÉ | Invinha | [5 empty] | HC | MoH | SP | 18973.341 |  | 1 | 1 | <8 h | Collection & Delivery | Fixed & Outreach | [12 empty] | 0 | 0 | 0 | 0 | 0 | 0 | 0 | 0 | 0 | 0 | #DIV/0! | 0 | #DIV/0! | #DIV/0! | 0 | 0 | 0 | 0 | 0 | 0 | 0 | 0 | 0 | Extens_Solar | #DIV/0! | 0 | #N/A |  |  |  | 0 | [7 empty] | 0 | 0 |  |  |  | 0 |  | 1 | 1
| ZAMBÉZIA | ALTO MOLÓCUE | ALTO MOLÓCUE | Depósito D. ALTO MOLÓCUÈ | [5 empty] | DVS | MoH | LD | 660227 | 342 | 1 | 1 | 8-16 h | Collection & Delivery | No vaccination | [12 empty] | 4 | 4 | 0 | 0 | 0 | 0 | 1 | 236.5 | 34.3 | 0 | #DIV/0! | #DIV/0! | #DIV/0! | #DIV/0! | 0 | 0 | 0 | 0 | 0 | 0 | 236.5 | 34.3 | 0 | #DIV/0! | #DIV/0! | 0 | #N/A |  |  |  | #DIV/0! | [5 empty] | #DIV/0! | #DIV/0! | 0 | #N/A |  |  |  | #DIV/0! |  | 0 | 0
| ZAMBÉZIA | ALTO MOLÓCUE | ALTO MOLÓCUE | Centro de Saude de Nimala | [5 empty] | HC | MoH | SP | 18976.7132 |  | 1 | 1 | <8 h | Collection & Delivery | Fixed & Outreach | [12 empty] | 1 | 1 | 0 | 0 | 0 | 0 | 1 | 55.5 | 0 | 0 | #DIV/0! | 0 | #DIV/0! | #DIV/0! | 0 | 0 | 0 | 0 | 0 | 0 | 55.5 | 0 | 0 | #DIV/0! | #DIV/0! | 0 | #N/A |  |  |  | #DIV/0! | [7 empty] | 0 | 0 |  |  |  | 0 |  | 1 | 1
| ZAMBÉZIA | ALTO MOLÓCUE | ALTO MOLÓCUE | Chapala | [5 empty] | HC | MoH | SP | 56027.5037 |  | 1 | 1 | No | Collection & Delivery | Fixed & Outreach | [12 empty] | 1 | 1 | 0 | 0 | 0 | 0 | 1 | 145 | 0 | 0 | #DIV/0! | 0 | #DIV/0! | #DIV/0! | 0 | 0 | 0 | 0 | 0 | 0 | 145 | 0 | 0 | #DIV/0! | #DIV/0! | 0 | #N/A |  |  |  | #DIV/0! | [7 empty] | 0 | 0 |  |  |  | 0 |  | 1 | 1
| ZAMBÉZIA | ALTO MOLÓCUE | ALTO MOLÓCUE | Cololo | [5 empty] | HC | MoH | SP | 95500 |  | 1 | 1 | No | Collection & Delivery | Fixed & Outreach | [12 empty] | 1 | 1 | 0 | 0 | 0 | 0 | 1 | 20 | 34.3 | 0 | #DIV/0! | 0 | #DIV/0! | #DIV/0! | 0 | 0 | 0 | 0 | 0 | 0 | 20 | 34.3 | 0 | #DIV/0! | #DIV/0! | 0 | #N/A |  |  |  | #DIV/0! | [7 empty] | 0 | 0 |  |  |  | 0 |  | 1 | 1
| ZAMBÉZIA | ALTO MOLÓCUE | ALTO MOLÓCUE | Ecole | [5 empty] | HC | MoH | SP | 23947.3936 |  | 1 | 1 | No | Collection & Delivery | Fixed & Outreach | [12 empty] | 1 | 1 | 0 | 0 | 0 | 0 | 1 | 20 | 34.3 | 0 | #DIV/0! | 0 | #DIV/0! | #DIV/0! | 0 | 0 | 0 | 0 | 0 | 0 | 20 | 34.3 | 0 | #DIV/0! | #DIV/0! | 0 | #N/A |  |  |  | #DIV/0! | [7 empty] | 0 | 0 |  |  |  | 0 |  | 1 | 1
| ZAMBÉZIA | ALTO MOLÓCUE | ALTO MOLÓCUE | Malua | [5 empty] | HC | MoH | SP | 38048 |  | 1 | 1 | No | Collection & Delivery | Fixed & Outreach | [12 empty] | 1 | 1 | 0 | 0 | 0 | 0 | 1 | 20 | 34.3 | 0 | #DIV/0! | 0 | #DIV/0! | #DIV/0! | 0 | 0 | 0 | 0 | 0 | 0 | 20 | 34.3 | 0 | #DIV/0! | #DIV/0! | 0 | #N/A |  |  |  | #DIV/0! | [7 empty] | 0 | 0 |  |  |  | 0 |  | 1 | 1
| ZAMBÉZIA | ALTO MOLÓCUE | ALTO MOLÓCUE | Mohiua | [5 empty] | HC | MoH | SP | 61900.8201 |  | 1 | 1 | No | Collection & Delivery | Fixed & Outreach | [12 empty] | 1 | 1 | 0 | 0 | 0 | 0 | 1 | 20 | 34.3 | 0 | #DIV/0! | 0 | #DIV/0! | #DIV/0! | 0 | 0 | 0 | 0 | 0 | 0 | 20 | 34.3 | 0 | #DIV/0! | #DIV/0! | 0 | #N/A |  |  |  | #DIV/0! | [7 empty] | 0 | 0 |  |  |  | 0 |  | 1 | 1
| ZAMBÉZIA | ALTO MOLÓCUE | ALTO MOLÓCUE | Mugema | [5 empty] | HC | MoH | SP | 15813.553 |  | 1 | 1 | <8 h | Collection & Delivery | Fixed & Outreach | [12 empty] | 1 | 1 | 0 | 0 | 0 | 0 | 1 | 20 | 34.3 | 0 | #DIV/0! | 0 | #DIV/0! | #DIV/0! | 0 | 0 | 0 | 0 | 0 | 0 | 20 | 34.3 | 0 | #DIV/0! | #DIV/0! | 0 | #N/A |  |  |  | #DIV/0! | [7 empty] | 0 | 0 |  |  |  | 0 |  | 1 | 1
| ZAMBÉZIA | ALTO MOLÓCUE | ALTO MOLÓCUE | Mutala | [5 empty] | HC | MoH | SP | 2331 |  | 1 | 1 | No | Collection & Delivery | Fixed & Outreach | [12 empty] | 1 | 1 | 0 | 0 | 0 | 0 | 1 | 20 | 34.3 | 0 | #DIV/0! | 0 | #DIV/0! | #DIV/0! | 0 | 0 | 0 | 0 | 0 | 0 | 20 | 34.3 | 0 | #DIV/0! | #DIV/0! | 0 | #N/A |  |  |  | #DIV/0! | [7 empty] | 0 | 0 |  |  |  | 0 |  | 1 | 1
| ZAMBÉZIA | ALTO MOLÓCUE | ALTO MOLÓCUE | Nacuaca | [5 empty] | HC | MoH | SP | 20784.2334 |  | 1 | 1 | <8 h | Collection & Delivery | Fixed & Outreach | [12 empty] | 1 | 1 | 0 | 0 | 0 | 0 | 1 | 20 | 34.3 | 0 | #DIV/0! | 0 | #DIV/0! | #DIV/0! | 0 | 0 | 0 | 0 | 0 | 0 | 20 | 34.3 | 0 | #DIV/0! | #DIV/0! | 0 | #N/A |  |  |  | #DIV/0! | [7 empty] | 0 | 0 |  |  |  | 0 |  | 1 | 1
| ZAMBÉZIA | ALTO MOLÓCUE | ALTO MOLÓCUE | Nauela | [5 empty] | HC | MoH | SP | 55123.7437 |  | 1 | 1 | No | Collection & Delivery | Fixed & Outreach | [12 empty] | 1 | 1 | 0 | 0 | 0 | 0 | 1 | 20 | 34.3 | 0 | #DIV/0! | 0 | #DIV/0! | #DIV/0! | 0 | 0 | 0 | 0 | 0 | 0 | 20 | 34.3 | 0 | #DIV/0! | #DIV/0! | 0 | #N/A |  |  |  | #DIV/0! | [7 empty] | 0 | 0 |  |  |  | 0 |  | 1 | 1
| ZAMBÉZIA | ALTO MOLÓCUE | ALTO MOLÓCUE | Nivava | [5 empty] | HC | MoH | SP | 17169.1931 |  | 1 | 1 | No | Collection & Delivery | Fixed & Outreach | [12 empty] | 1 | 1 | 0 | 0 | 0 | 0 | 1 | 20 | 34.3 | 0 | #DIV/0! | 0 | #DIV/0! | #DIV/0! | 0 | 0 | 0 | 0 | 0 | 0 | 20 | 34.3 | 0 | #DIV/0! | #DIV/0! | 0 | #N/A |  |  |  | #DIV/0! | [7 empty] | 0 | 0 |  |  |  | 0 |  | 1 | 1
| ZAMBÉZIA | ALTO MOLÓCUE | ALTO MOLÓCUE | Novanana | [5 empty] | HC | MoH | SP | 33887.6303 |  | 1 | 1 | No | Collection & Delivery | Fixed & Outreach | [12 empty] | 1 | 1 | 0 | 0 | 0 | 0 | 1 | 20 | 34.3 | 0 | #DIV/0! | 0 | #DIV/0! | #DIV/0! | 0 | 0 | 0 | 0 | 0 | 0 | 20 | 34.3 | 0 | #DIV/0! | #DIV/0! | 0 | #N/A |  |  |  | #DIV/0! | [7 empty] | 0 | 0 |  |  |  | 0 |  | 1 | 1
| ZAMBÉZIA | ALTO MOLÓCUE | ALTO MOLÓCUE | Sede distrital | [5 empty] | HC | MoH | SP | 96500 |  | 1 | 1 | No | Collection & Delivery | Fixed & Outreach | [12 empty] | 2 | 2 | 0 | 0 | 0 | 0 | 1 | 40 | 68.6 | 0 | #DIV/0! | 0 | #DIV/0! | #DIV/0! | 0 | 0 | 0 | 0 | 0 | 0 | 40 | 68.6 | 0 | #DIV/0! | #DIV/0! | 0 | #N/A |  |  |  | #DIV/0! | [7 empty] | 0 | 0 |  |  |  | 0 |  | 1 | 1
| ZAMBÉZIA | ALTO MOLÓCUE | ALTO MOLÓCUE | Jorge | [5 empty] | HC | MoH | SP | 8238.38 |  | 1 | 1 | No | Collection & Delivery | Fixed & Outreach | [12 empty] | 0 | 0 | 0 | 0 | 0 | 0 | 0 | 0 | 0 | 0 | #DIV/0! | 0 | #DIV/0! | #DIV/0! | 0 | 0 | 0 | 0 | 0 | 0 | 0 | 0 | 0 | Extens_Solar | #DIV/0! | 0 | #N/A |  |  |  | 0 | [7 empty] | 0 | 0 |  |  |  | 0 |  | 1 | 1
| ZAMBÉZIA | ILE | ILE | Depósito D. ILE "Intermediário" | [5 empty] | DVS | MoH | LD | 281304 | 255 | 1 | 1 | 8-16 h | Collection & Delivery | No vaccination | [12 empty] | 2 | 2 | 0 | 0 | 1 | 0 | 1 | 7732.3077 | 68.6 | 0 | #DIV/0! | #DIV/0! | #DIV/0! | #DIV/0! | 0 | 0 | 0 | 0 | 2 | 2 | 7692.3077 | 0 | 0 | #DIV/0! | #DIV/0! | 0 | #N/A |  |  |  | #DIV/0! | [5 empty] | #DIV/0! | #DIV/0! | 0 | #N/A |  |  |  | #DIV/0! |  | 0 | 0
| ZAMBÉZIA | ILE | ILE | Massira | [5 empty] | HC | MoH | SP | 9382.6931 |  | 1 | 1 | No | Collection & Delivery | Fixed & Outreach | [12 empty] | 2 | 2 | 0 | 0 | 0 | 0 | 1 | 136 | 0 | 0 | #DIV/0! | 0 | #DIV/0! | #DIV/0! | 0 | 0 | 0 | 0 | 0 | 0 | 136 | 0 | 0 | #DIV/0! | #DIV/0! | 0 | #N/A |  |  |  | #DIV/0! | [7 empty] | 0 | 0 |  |  |  | 0 |  | 1 | 1
| ZAMBÉZIA | ILE | ILE | Mucuaba | [5 empty] | HC | MoH | SP | 8726.2306 |  | 1 | 1 | <8 h | Collection & Delivery | Fixed & Outreach | [12 empty] | 1 | 1 | 0 | 0 | 0 | 0 | 1 | 20 | 34.3 | 0 | #DIV/0! | 0 | #DIV/0! | #DIV/0! | 0 | 0 | 0 | 0 | 0 | 0 | 20 | 34.3 | 0 | #DIV/0! | #DIV/0! | 0 | #N/A |  |  |  | #DIV/0! | [7 empty] | 0 | 0 |  |  |  | 0 |  | 1 | 1
| ZAMBÉZIA | ILE | ILE | Mugulama | [5 empty] | HC | MoH | SP | 53601.7398 |  | 1 | 1 | No | Collection & Delivery | Fixed & Outreach | [12 empty] | 1 | 1 | 0 | 0 | 0 | 0 | 1 | 80.5 | 0 | 0 | #DIV/0! | 0 | #DIV/0! | #DIV/0! | 0 | 0 | 0 | 0 | 0 | 0 | 80.5 | 0 | 0 | #DIV/0! | #DIV/0! | 0 | #N/A |  |  |  | #DIV/0! | [7 empty] | 0 | 0 |  |  |  | 0 |  | 1 | 1
| ZAMBÉZIA | ILE | ILE | Muliquela | [5 empty] | HC | MoH | SP | 21685.7453 |  | 1 | 1 | No | Collection & Delivery | Fixed & Outreach | [12 empty] | 1 | 1 | 0 | 0 | 0 | 0 | 1 | 20 | 34.3 | 0 | #DIV/0! | 0 | #DIV/0! | #DIV/0! | 0 | 0 | 0 | 0 | 0 | 0 | 20 | 34.3 | 0 | #DIV/0! | #DIV/0! | 0 | #N/A |  |  |  | #DIV/0! | [7 empty] | 0 | 0 |  |  |  | 0 |  | 1 | 1
| ZAMBÉZIA | ILE | ILE | Niboa | [5 empty] | HC | MoH | SP | 12853.8512 |  | 1 | 1 | No | Collection & Delivery | Fixed & Outreach | [12 empty] | 1 | 1 | 0 | 0 | 0 | 0 | 1 | 80.5 | 0 | 0 | #DIV/0! | 0 | #DIV/0! | #DIV/0! | 0 | 0 | 0 | 0 | 0 | 0 | 80.5 | 0 | 0 | #DIV/0! | #DIV/0! | 0 | #N/A |  |  |  | #DIV/0! | [7 empty] | 0 | 0 |  |  |  | 0 |  | 1 | 1
| ZAMBÉZIA | ILE | ILE | Nipiode | [5 empty] | HC | MoH | SP | 18295.521 |  | 1 | 1 | No | Collection & Delivery | Fixed & Outreach | [12 empty] | 1 | 1 | 0 | 0 | 0 | 0 | 1 | 145 | 0 | 0 | #DIV/0! | 0 | #DIV/0! | #DIV/0! | 0 | 0 | 0 | 0 | 0 | 0 | 145 | 0 | 0 | #DIV/0! | #DIV/0! | 0 | #N/A |  |  |  | #DIV/0! | [7 empty] | 0 | 0 |  |  |  | 0 |  | 1 | 1
| ZAMBÉZIA | ILE | ILE | Phalane | [5 empty] | HC | MoH | SP | 31305.6192 |  | 1 | 1 | No | Collection & Delivery | Fixed & Outreach | [12 empty] | 1 | 1 | 0 | 0 | 0 | 0 | 1 | 80.5 | 0 | 0 | #DIV/0! | 0 | #DIV/0! | #DIV/0! | 0 | 0 | 0 | 0 | 0 | 0 | 80.5 | 0 | 0 | #DIV/0! | #DIV/0! | 0 | #N/A |  |  |  | #DIV/0! | [7 empty] | 0 | 0 |  |  |  | 0 |  | 1 | 1
| ZAMBÉZIA | ILE | ILE | Socone | [5 empty] | HC | MoH | SP | 51916.7443 |  | 1 | 1 | No | Collection & Delivery | Fixed & Outreach | [12 empty] | 1 | 1 | 0 | 0 | 0 | 0 | 1 | 145 | 0 | 0 | #DIV/0! | 0 | #DIV/0! | #DIV/0! | 0 | 0 | 0 | 0 | 0 | 0 | 145 | 0 | 0 | #DIV/0! | #DIV/0! | 0 | #N/A |  |  |  | #DIV/0! | [7 empty] | 0 | 0 |  |  |  | 0 |  | 1 | 1
| ZAMBÉZIA | ILE | ILE | Walasse | [5 empty] | HC | MoH | SP | 13385.5409 |  | 1 | 1 | No | Collection & Delivery | Fixed & Outreach | [12 empty] | 1 | 1 | 0 | 0 | 0 | 0 | 1 | 80.5 | 0 | 0 | #DIV/0! | 0 | #DIV/0! | #DIV/0! | 0 | 0 | 0 | 0 | 0 | 0 | 80.5 | 0 | 0 | #DIV/0! | #DIV/0! | 0 | #N/A |  |  |  | #DIV/0! | [7 empty] | 0 | 0 |  |  |  | 0 |  | 1 | 1
| ZAMBÉZIA | ILE | ILE | Bingagira | [5 empty] | HC | MoH | SP | 18883.4146 |  | 1 | 1 | <8 h | Collection & Delivery | Fixed & Outreach | [12 empty] | 0 | 0 | 0 | 0 | 0 | 0 | 0 | 0 | 0 | 0 | #DIV/0! | 0 | #DIV/0! | #DIV/0! | 0 | 0 | 0 | 0 | 0 | 0 | 0 | 0 | 0 | Extens_Solar | #DIV/0! | 0 | #N/A |  |  |  | 0 | [7 empty] | 0 | 0 |  |  |  | 0 |  | 1 | 1
| ZAMBÉZIA | ILE | ILE | Centro de Saude de ilova | [5 empty] | HC | MoH | SP | 4860.5206 |  | 1 | 1 | <8 h | Collection & Delivery | Fixed & Outreach | [12 empty] | 0 | 0 | 0 | 0 | 0 | 0 | 0 | 0 | 0 | 0 | #DIV/0! | 0 | #DIV/0! | #DIV/0! | 0 | 0 | 0 | 0 | 0 | 0 | 0 | 0 | 0 | Extens_Solar | #DIV/0! | 0 | #N/A |  |  |  | 0 | [7 empty] | 0 | 0 |  |  |  | 0 |  | 1 | 1
| ZAMBÉZIA | GURUE | GURUE | Depósito D. GURUE | [5 empty] | DVS | MoH | LD | 399346 | 348 | 1 | 1 | 8-16 h | Collection & Delivery | No vaccination | [12 empty] | 1 | 1 | 3 | 0 | 0 | 0 | 1 | 80.5 | 843 | 0 | #DIV/0! | #DIV/0! | #DIV/0! | #DIV/0! | 0 | 0 | 0 | 0 | 0 | 0 | 80.5 | 843 | 0 | #DIV/0! | #DIV/0! | 0 | #N/A |  |  |  | #DIV/0! | [5 empty] | #DIV/0! | #DIV/0! | 0 | #N/A |  |  |  | #DIV/0! |  | 0 | 0
| ZAMBÉZIA | GURUE | GURUE | Macuaro | [5 empty] | HC | MoH | SP | 16858.9471 |  | 1 | 1 | No | Collection & Delivery | Fixed & Outreach | [12 empty] | 3 | 3 | 0 | 0 | 0 | 0 | 1 | 184 | 0 | 0 | #DIV/0! | 0 | #DIV/0! | #DIV/0! | 0 | 0 | 0 | 0 | 0 | 0 | 184 | 0 | 0 | #DIV/0! | #DIV/0! | 0 | #N/A |  |  |  | #DIV/0! | [7 empty] | 0 | 0 |  |  |  | 0 |  | 1 | 1
| ZAMBÉZIA | GURUE | GURUE | Mepuagiua | [5 empty] | HC | MoH | SP | 43057.8723 |  | 1 | 1 | <8 h | Collection & Delivery | Fixed & Outreach | [12 empty] | 4 | 4 | 0 | 0 | 0 | 0 | 1 | 240.5 | 68.6 | 0 | #DIV/0! | 0 | #DIV/0! | #DIV/0! | 0 | 0 | 0 | 0 | 0 | 0 | 240.5 | 68.6 | 0 | #DIV/0! | #DIV/0! | 0 | #N/A |  |  |  | #DIV/0! | [7 empty] | 0 | 0 |  |  |  | 0 |  | 1 | 1
| ZAMBÉZIA | GURUE | GURUE | UP 10 | [5 empty] | HC | MoH | SP | 17398.5054 |  | 1 | 1 | No | Collection & Delivery | Fixed & Outreach | [12 empty] | 3 | 3 | 0 | 0 | 0 | 0 | 1 | 60 | 102.9 | 0 | #DIV/0! | 0 | #DIV/0! | #DIV/0! | 0 | 0 | 0 | 0 | 0 | 0 | 60 | 102.9 | 0 | #DIV/0! | #DIV/0! | 0 | #N/A |  |  |  | #DIV/0! | [7 empty] | 0 | 0 |  |  |  | 0 |  | 1 | 1
| ZAMBÉZIA | GURUE | GURUE | UP 4 | [5 empty] | HC | MoH | SP | 29177.7364 |  | 1 | 1 | No | Collection & Delivery | Fixed & Outreach | [12 empty] | 0 | 0 | 0 | 0 | 0 | 0 | 0 | 0 | 0 | 0 | #DIV/0! | 0 | #DIV/0! | #DIV/0! | 0 | 0 | 0 | 0 | 0 | 0 | 0 | 0 | 0 | Extens_Solar | #DIV/0! | 0 | #N/A |  |  |  | 0 | [7 empty] | 0 | 0 |  |  |  | 0 |  | 1 | 1
| ZAMBÉZIA | GURUE | GURUE | Curruane | [5 empty] | HC | MoH | SP | 14605.1673 |  | 1 | 1 | No | Collection & Delivery | Fixed & Outreach | [12 empty] | 1 | 1 | 0 | 0 | 0 | 0 | 1 | 55.5 | 0 | 0 | #DIV/0! | 0 | #DIV/0! | #DIV/0! | 0 | 0 | 0 | 0 | 0 | 0 | 55.5 | 0 | 0 | #DIV/0! | #DIV/0! | 0 | #N/A |  |  |  | #DIV/0! | [7 empty] | 0 | 0 |  |  |  | 0 |  | 1 | 1
| ZAMBÉZIA | GURUE | GURUE | Sede | [5 empty] | HC | MoH | SP | 41939.413 |  | 1 | 1 | No | Collection & Delivery | Fixed & Outreach | [12 empty] | 3 | 3 | 0 | 0 | 0 | 0 | 1 | 95.5 | 68.6 | 0 | #DIV/0! | 0 | #DIV/0! | #DIV/0! | 0 | 0 | 0 | 0 | 0 | 0 | 95.5 | 68.6 | 0 | #DIV/0! | #DIV/0! | 0 | #N/A |  |  |  | #DIV/0! | [7 empty] | 0 | 0 |  |  |  | 0 |  | 1 | 1
| ZAMBÉZIA | MOLUMBO | MOLUMBO | Depósito D. MOLUMBO | [5 empty] | DVS | MoH | LD | 97676.9042 | 385 | 1 | 1 | 8-16 h | Collection & Delivery | No vaccination | [12 empty] | 4 | 4 | 0 | 0 | 0 | 0 | 1 | 96 | 137.2 | 0 | #DIV/0! | #DIV/0! | #DIV/0! | #DIV/0! | 0 | 0 | 0 | 0 | 0 | 0 | 96 | 137.2 | 0 | #DIV/0! | #DIV/0! | 0 | #N/A |  |  |  | #DIV/0! | [5 empty] | #DIV/0! | #DIV/0! | 0 | #N/A |  |  |  | #DIV/0! |  | 0 | 0
| ZAMBÉZIA | MOLUMBO | MOLUMBO | Malua | [5 empty] | HC | MoH | SP | 22518.6883 |  | 1 | 1 | No | Collection & Delivery | Fixed & Outreach | [12 empty] | 1 | 1 | 0 | 0 | 0 | 0 | 1 | 20 | 34.3 | 0 | #DIV/0! | 0 | #DIV/0! | #DIV/0! | 0 | 0 | 0 | 0 | 0 | 0 | 20 | 34.3 | 0 | #DIV/0! | #DIV/0! | 0 | #N/A |  |  |  | #DIV/0! | [7 empty] | 0 | 0 |  |  |  | 0 |  | 1 | 1
| ZAMBÉZIA | MOLUMBO | MOLUMBO | Molumbo | [5 empty] | HC | MoH | SP | 16181.1271 |  | 1 | 1 | No | Collection & Delivery | Fixed & Outreach | [12 empty] | 1 | 1 | 0 | 0 | 0 | 0 | 1 | 36 | 34.3 | 0 | #DIV/0! | 0 | #DIV/0! | #DIV/0! | 0 | 0 | 0 | 0 | 0 | 0 | 36 | 34.3 | 0 | #DIV/0! | #DIV/0! | 0 | #N/A |  |  |  | #DIV/0! | [7 empty] | 0 | 0 |  |  |  | 0 |  | 1 | 1
| ZAMBÉZIA | MOLUMBO | MOLUMBO | Namucumua | [5 empty] | HC | MoH | SP | 25735.8044 |  | 1 | 1 | No | Collection & Delivery | Fixed & Outreach | [12 empty] | 1 | 1 | 0 | 0 | 0 | 0 | 1 | 20 | 34.3 | 0 | #DIV/0! | 0 | #DIV/0! | #DIV/0! | 0 | 0 | 0 | 0 | 0 | 0 | 20 | 34.3 | 0 | #DIV/0! | #DIV/0! | 0 | #N/A |  |  |  | #DIV/0! | [7 empty] | 0 | 0 |  |  |  | 0 |  | 1 | 1
| ZAMBÉZIA | MOLUMBO | MOLUMBO | Nantuto | [5 empty] | HC | MoH | SP | 16085.5803 |  | 1 | 1 | <8 h | Collection & Delivery | Fixed & Outreach | [12 empty] | 1 | 1 | 0 | 0 | 0 | 0 | 1 | 36 | 34.3 | 0 | #DIV/0! | 0 | #DIV/0! | #DIV/0! | 0 | 0 | 0 | 0 | 0 | 0 | 36 | 34.3 | 0 | #DIV/0! | #DIV/0! | 0 | #N/A |  |  |  | #DIV/0! | [7 empty] | 0 | 0 |  |  |  | 0 |  | 1 | 1
| ZAMBÉZIA | MOLUMBO | MOLUMBO | 8 de Março | [5 empty] | HC | MoH | SP | 7801.113 |  | 1 | 1 | No | Collection & Delivery | Fixed & Outreach | [12 empty] | 0 | 0 | 0 | 0 | 0 | 0 | 0 | 0 | 0 | 0 | #DIV/0! | 0 | #DIV/0! | #DIV/0! | 0 | 0 | 0 | 0 | 0 | 0 | 0 | 0 | 0 | Extens_Solar | #DIV/0! | 0 | #N/A |  |  |  | 0 | [7 empty] | 0 | 0 |  |  |  | 0 |  | 1 | 1
| ZAMBÉZIA | MOLUMBO | MOLUMBO | Catal | [5 empty] | HC | MoH | SP | 9354.5911 |  | 1 | 1 | No | Collection & Delivery | Fixed & Outreach | [12 empty] | 0 | 0 | 0 | 0 | 0 | 0 | 0 | 0 | 0 | 0 | #DIV/0! | 0 | #DIV/0! | #DIV/0! | 0 | 0 | 0 | 0 | 0 | 0 | 0 | 0 | 0 | Extens_Solar | #DIV/0! | 0 | #N/A |  |  |  | 0 | [7 empty] | 0 | 0 |  |  |  | 0 |  | 1 | 1
| ZAMBÉZIA | MILANGE | MILANGE | Depósito D. MILANGE | [5 empty] | DVS | MoH | LD | 1146566.8991 | 380 | 1 | 1 | 8-16 h | Collection & Delivery | No vaccination | [12 empty] | 4 | 4 | 1 | 0 | 0 | 0 | 1 | 144 | 418.2 | 0 | #DIV/0! | #DIV/0! | #DIV/0! | #DIV/0! | 0 | 0 | 0 | 0 | 0 | 0 | 144 | 418.2 | 0 | #DIV/0! | #DIV/0! | 0 | #N/A |  |  |  | #DIV/0! | [5 empty] | #DIV/0! | #DIV/0! | 0 | #N/A |  |  |  | #DIV/0! |  | 0 | 0
| ZAMBÉZIA | MILANGE | MILANGE | Centro de Saúde de Muanhambo | [5 empty] | HC | MoH | SP | 76535 |  | 1 | 1 | No | Collection & Delivery | Fixed & Outreach | [12 empty] | 1 | 1 | 0 | 0 | 0 | 0 | 1 | 20 | 34.3 | 0 | #DIV/0! | 0 | #DIV/0! | #DIV/0! | 0 | 0 | 0 | 0 | 0 | 0 | 20 | 34.3 | 0 | #DIV/0! | #DIV/0! | 0 | #N/A |  |  |  | #DIV/0! | [7 empty] | 0 | 0 |  |  |  | 0 |  | 1 | 1
| ZAMBÉZIA | MILANGE | MILANGE | CHITAMBO | [5 empty] | HC | MoH | SP | 68124 |  | 1 | 1 | No | Collection & Delivery | Fixed & Outreach | [12 empty] | 1 | 1 | 0 | 0 | 0 | 0 | 1 | 20 | 34.3 | 0 | #DIV/0! | 0 | #DIV/0! | #DIV/0! | 0 | 0 | 0 | 0 | 0 | 0 | 20 | 34.3 | 0 | #DIV/0! | #DIV/0! | 0 | #N/A |  |  |  | #DIV/0! | [7 empty] | 0 | 0 |  |  |  | 0 |  | 1 | 1
| ZAMBÉZIA | MILANGE | MILANGE | Dachudua | [5 empty] | HC | MoH | SP | 77135 |  | 1 | 1 | No | Collection & Delivery | Fixed & Outreach | [12 empty] | 1 | 1 | 0 | 0 | 0 | 0 | 1 | 36 | 34.3 | 0 | #DIV/0! | 0 | #DIV/0! | #DIV/0! | 0 | 0 | 0 | 0 | 0 | 0 | 36 | 34.3 | 0 | #DIV/0! | #DIV/0! | 0 | #N/A |  |  |  | #DIV/0! | [7 empty] | 0 | 0 |  |  |  | 0 |  | 1 | 1
| ZAMBÉZIA | MILANGE | MILANGE | Dulanha | [5 empty] | HC | MoH | SP | 82569 |  | 1 | 1 | No | Collection & Delivery | Fixed & Outreach | [12 empty] | 1 | 1 | 0 | 0 | 0 | 0 | 1 | 105 | 0 | 0 | #DIV/0! | 0 | #DIV/0! | #DIV/0! | 0 | 0 | 0 | 0 | 0 | 0 | 105 | 0 | 0 | #DIV/0! | #DIV/0! | 0 | #N/A |  |  |  | #DIV/0! | [7 empty] | 0 | 0 |  |  |  | 0 |  | 1 | 1
| ZAMBÉZIA | MILANGE | MILANGE | Hospital Rural de Milange | [5 empty] | RH | MoH | SP | 120370 |  | 1 | 1 | No | Collection & Delivery | Fixed & Outreach | [12 empty] | 2 | 2 | 0 | 0 | 0 | 0 | 1 | 290 | 0 | 0 | #DIV/0! | 0 | #DIV/0! | #DIV/0! | 0 | 0 | 0 | 0 | 0 | 0 | 290 | 0 | 0 | #DIV/0! | #DIV/0! | 0 | #N/A |  |  |  | #DIV/0! | [7 empty] | 0 | 0 |  |  |  | 0 |  | 1 | 1
| ZAMBÉZIA | MILANGE | MILANGE | Liciro | [5 empty] | HC | MoH | SP | 89568 |  | 1 | 1 | No | Collection & Delivery | Fixed & Outreach | [12 empty] | 1 | 1 | 0 | 0 | 0 | 0 | 1 | 145 | 0 | 0 | #DIV/0! | 0 | #DIV/0! | #DIV/0! | 0 | 0 | 0 | 0 | 0 | 0 | 145 | 0 | 0 | #DIV/0! | #DIV/0! | 0 | #N/A |  |  |  | #DIV/0! | [7 empty] | 0 | 0 |  |  |  | 0 |  | 1 | 1
| ZAMBÉZIA | MILANGE | MILANGE | Majaua | [5 empty] | HC | MoH | SP | 70699 |  | 1 | 1 | <8 h | Collection & Delivery | Fixed & Outreach | [12 empty] | 1 | 1 | 0 | 0 | 0 | 0 | 1 | 145 | 0 | 0 | #DIV/0! | 0 | #DIV/0! | #DIV/0! | 0 | 0 | 0 | 0 | 0 | 0 | 145 | 0 | 0 | #DIV/0! | #DIV/0! | 0 | #N/A |  |  |  | #DIV/0! | [7 empty] | 0 | 0 |  |  |  | 0 |  | 1 | 1
| ZAMBÉZIA | MILANGE | MILANGE | Mongue | [5 empty] | HC | MoH | SP | 63561 |  | 1 | 1 | No | Collection & Delivery | Fixed & Outreach | [12 empty] | 1 | 1 | 0 | 0 | 0 | 0 | 1 | 36 | 34.3 | 0 | #DIV/0! | 0 | #DIV/0! | #DIV/0! | 0 | 0 | 0 | 0 | 0 | 0 | 36 | 34.3 | 0 | #DIV/0! | #DIV/0! | 0 | #N/A |  |  |  | #DIV/0! | [7 empty] | 0 | 0 |  |  |  | 0 |  | 1 | 1
| ZAMBÉZIA | MILANGE | MILANGE | Nambuze | [5 empty] | HC | MoH | SP | 70304 |  | 1 | 1 | No | Collection & Delivery | Fixed & Outreach | [12 empty] | 1 | 1 | 0 | 0 | 0 | 0 | 1 | 36 | 34.3 | 0 | #DIV/0! | 0 | #DIV/0! | #DIV/0! | 0 | 0 | 0 | 0 | 0 | 0 | 36 | 34.3 | 0 | #DIV/0! | #DIV/0! | 0 | #N/A |  |  |  | #DIV/0! | [7 empty] | 0 | 0 |  |  |  | 0 |  | 1 | 1
| ZAMBÉZIA | MILANGE | MILANGE | Sabelua | [5 empty] | HC | MoH | SP | 69879 |  | 1 | 1 | No | Collection & Delivery | Fixed & Outreach | [12 empty] | 1 | 1 | 0 | 0 | 0 | 0 | 1 | 36 | 34.3 | 0 | #DIV/0! | 0 | #DIV/0! | #DIV/0! | 0 | 0 | 0 | 0 | 0 | 0 | 36 | 34.3 | 0 | #DIV/0! | #DIV/0! | 0 | #N/A |  |  |  | #DIV/0! | [7 empty] | 0 | 0 |  |  |  | 0 |  | 1 | 1
| ZAMBÉZIA | MILANGE | MILANGE | Sede | [5 empty] | HC | MoH | SP | 87968 |  | 1 | 1 | No | Collection & Delivery | Fixed & Outreach | [12 empty] | 1 | 1 | 0 | 0 | 0 | 0 | 1 | 36 | 34.3 | 0 | #DIV/0! | 0 | #DIV/0! | #DIV/0! | 0 | 0 | 0 | 0 | 0 | 0 | 36 | 34.3 | 0 | #DIV/0! | #DIV/0! | 0 | #N/A |  |  |  | #DIV/0! | [7 empty] | 0 | 0 |  |  |  | 0 |  | 1 | 1
| ZAMBÉZIA | MILANGE | MILANGE | Tengua | [5 empty] | HC | MoH | SP | 76542 |  | 1 | 1 | No | Collection & Delivery | Fixed & Outreach | [12 empty] | 1 | 1 | 0 | 0 | 0 | 0 | 1 | 36 | 34.3 | 0 | #DIV/0! | 0 | #DIV/0! | #DIV/0! | 0 | 0 | 0 | 0 | 0 | 0 | 36 | 34.3 | 0 | #DIV/0! | #DIV/0! | 0 | #N/A |  |  |  | #DIV/0! | [7 empty] | 0 | 0 |  |  |  | 0 |  | 1 | 1
| ZAMBÉZIA | MILANGE | MILANGE | Vulalo | [5 empty] | HC | MoH | SP | 68932 |  | 1 | 1 | <8 h | Collection & Delivery | Fixed & Outreach | [12 empty] | 1 | 1 | 0 | 0 | 0 | 0 | 1 | 36 | 34.3 | 0 | #DIV/0! | 0 | #DIV/0! | #DIV/0! | 0 | 0 | 0 | 0 | 0 | 0 | 36 | 34.3 | 0 | #DIV/0! | #DIV/0! | 0 | #N/A |  |  |  | #DIV/0! | [7 empty] | 0 | 0 |  |  |  | 0 |  | 1 | 1
| ZAMBÉZIA | MILANGE | MILANGE | 16 Junho | [5 empty] | HC | MoH | SP | 68256 |  | 1 | 1 | No | Collection & Delivery | Fixed & Outreach | [12 empty] | 0 | 0 | 0 | 0 | 0 | 0 | 0 | 0 | 0 | 0 | #DIV/0! | 0 | #DIV/0! | #DIV/0! | 0 | 0 | 0 | 0 | 0 | 0 | 0 | 0 | 0 | Extens_Solar | #DIV/0! | 0 | #N/A |  |  |  | 0 | [7 empty] | 0 | 0 |  |  |  | 0 |  | 1 | 1
| ZAMBÉZIA | MILANGE | MILANGE | Alto Benfica | [5 empty] | HC | MoH | SP | 56125 |  | 1 | 1 | No | Collection & Delivery | Fixed & Outreach | [12 empty] | 0 | 0 | 0 | 0 | 0 | 0 | 0 | 0 | 0 | 0 | #DIV/0! | 0 | #DIV/0! | #DIV/0! | 0 | 0 | 0 | 0 | 0 | 0 | 0 | 0 | 0 | Extens_Solar | #DIV/0! | 0 | #N/A |  |  |  | 0 | [7 empty] | 0 | 0 |  |  |  | 0 |  | 1 | 1
| ZAMBÉZIA | LUGELA | LUGELA | Depósito D. LUGELA | [5 empty] | DVS | MoH | LD | 196969.111 | 207 | 1 | 1 | 8-16 h | Collection & Delivery | No vaccination | [12 empty] | 3 | 3 | 1 | 0 | 0 | 0 | 1 | 185 | 349.6 | 0 | #DIV/0! | #DIV/0! | #DIV/0! | #DIV/0! | 0 | 0 | 0 | 0 | 0 | 0 | 185 | 349.6 | 0 | #DIV/0! | #DIV/0! | 0 | #N/A |  |  |  | #DIV/0! | [5 empty] | #DIV/0! | #DIV/0! | 0 | #N/A |  |  |  | #DIV/0! |  | 0 | 0
| ZAMBÉZIA | LUGELA | LUGELA | Muabanama | [5 empty] | HC | MoH | SP | 2459.4864 |  | 1 | 1 | No | Collection & Delivery | Fixed & Outreach | [12 empty] | 1 | 1 | 0 | 0 | 0 | 0 | 1 | 80.5 | 0 | 0 | #DIV/0! | 0 | #DIV/0! | #DIV/0! | 0 | 0 | 0 | 0 | 1 | 1 | 0 | 0 | 0 | #DIV/0! | #DIV/0! | 0 | #N/A |  |  |  | #DIV/0! | [7 empty] | 0 | 0 |  |  |  | 0 |  | 1 | 1
| ZAMBÉZIA | LUGELA | LUGELA | Mulide | [5 empty] | HC | MoH | SP | 10328.0441 |  | 1 | 1 | No | Collection & Delivery | Fixed & Outreach | [12 empty] | 1 | 1 | 0 | 0 | 0 | 0 | 1 | 20 | 34.3 | 0 | #DIV/0! | 0 | #DIV/0! | #DIV/0! | 0 | 0 | 0 | 0 | 0 | 0 | 20 | 34.3 | 0 | #DIV/0! | #DIV/0! | 0 | #N/A |  |  |  | #DIV/0! | [7 empty] | 0 | 0 |  |  |  | 0 |  | 1 | 1
| ZAMBÉZIA | LUGELA | LUGELA | Mungulune | [5 empty] | HC | MoH | SP | 10285.3291 |  | 1 | 1 | No | Collection & Delivery | Fixed & Outreach | [12 empty] | 1 | 1 | 0 | 0 | 0 | 0 | 1 | 20 | 34.3 | 0 | #DIV/0! | 0 | #DIV/0! | #DIV/0! | 0 | 0 | 0 | 0 | 1 | 1 | 0 | 0 | 0 | #DIV/0! | #DIV/0! | 0 | #N/A |  |  |  | #DIV/0! | [7 empty] | 0 | 0 |  |  |  | 0 |  | 1 | 1
| ZAMBÉZIA | LUGELA | LUGELA | Munhamade | [5 empty] | HC | MoH | SP | 24673.5491 |  | 1 | 1 | No | Collection & Delivery | Fixed & Outreach | [12 empty] | 1 | 1 | 0 | 0 | 0 | 0 | 1 | 145 | 0 | 0 | #DIV/0! | 0 | #DIV/0! | #DIV/0! | 0 | 0 | 0 | 0 | 0 | 0 | 145 | 0 | 0 | #DIV/0! | #DIV/0! | 0 | #N/A |  |  |  | #DIV/0! | [7 empty] | 0 | 0 |  |  |  | 0 |  | 1 | 1
| ZAMBÉZIA | LUGELA | LUGELA | Namagoa | [5 empty] | HC | MoH | SP | 20931.4878 |  | 1 | 1 | No | Collection & Delivery | Fixed & Outreach | [12 empty] | 1 | 1 | 0 | 0 | 0 | 0 | 1 | 20 | 34.3 | 0 | #DIV/0! | 0 | #DIV/0! | #DIV/0! | 0 | 0 | 0 | 0 | 0 | 0 | 20 | 34.3 | 0 | #DIV/0! | #DIV/0! | 0 | #N/A |  |  |  | #DIV/0! | [7 empty] | 0 | 0 |  |  |  | 0 |  | 1 | 1
| ZAMBÉZIA | LUGELA | LUGELA | Phutine | [5 empty] | HC | MoH | SP | 22588.3813 |  | 1 | 1 | No | Collection & Delivery | Fixed & Outreach | [12 empty] | 1 | 1 | 0 | 0 | 0 | 0 | 1 | 20 | 34.3 | 0 | #DIV/0! | 0 | #DIV/0! | #DIV/0! | 0 | 0 | 0 | 0 | 0 | 0 | 20 | 34.3 | 0 | #DIV/0! | #DIV/0! | 0 | #N/A |  |  |  | #DIV/0! | [7 empty] | 0 | 0 |  |  |  | 0 |  | 1 | 1
| ZAMBÉZIA | LUGELA | LUGELA | Posto de Saúde de Mudedereia | [5 empty] | HC | MoH | SP | 6696.1427 |  | 1 | 1 | No | Collection & Delivery | Fixed & Outreach | [12 empty] | 1 | 1 | 0 | 0 | 0 | 0 | 1 | 36 | 34.3 | 0 | #DIV/0! | 0 | #DIV/0! | #DIV/0! | 0 | 0 | 0 | 0 | 0 | 0 | 36 | 34.3 | 0 | #DIV/0! | #DIV/0! | 0 | #N/A |  |  |  | #DIV/0! | [7 empty] | 0 | 0 |  |  |  | 0 |  | 1 | 1
| ZAMBÉZIA | LUGELA | LUGELA | Posto de Saúde de Nigau | [5 empty] | HC | MoH | SP | 5244.9558 |  | 1 | 1 | No | Collection & Delivery | Fixed & Outreach | [12 empty] | 1 | 1 | 0 | 0 | 0 | 0 | 1 | 145 | 0 | 0 | #DIV/0! | 0 | #DIV/0! | #DIV/0! | 0 | 0 | 0 | 0 | 0 | 0 | 145 | 0 | 0 | #DIV/0! | #DIV/0! | 0 | #N/A |  |  |  | #DIV/0! | [7 empty] | 0 | 0 |  |  |  | 0 |  | 1 | 1
| ZAMBÉZIA | LUGELA | LUGELA | Posto de Saúde Mucubi | [5 empty] | HC | MoH | SP | 9733.406 |  | 1 | 1 | No | Collection & Delivery | Fixed & Outreach | [12 empty] | 1 | 1 | 0 | 0 | 0 | 0 | 1 | 36 | 34.3 | 0 | #DIV/0! | 0 | #DIV/0! | #DIV/0! | 0 | 0 | 0 | 0 | 0 | 0 | 36 | 34.3 | 0 | #DIV/0! | #DIV/0! | 0 | #N/A |  |  |  | #DIV/0! | [7 empty] | 0 | 0 |  |  |  | 0 |  | 1 | 1
| ZAMBÉZIA | LUGELA | LUGELA | Sede | [5 empty] | HC | MoH | SP | 35254.5112 |  | 1 | 1 | No | Collection & Delivery | Fixed & Outreach | [12 empty] | 1 | 1 | 0 | 0 | 0 | 0 | 1 | 145 | 0 | 0 | #DIV/0! | 0 | #DIV/0! | #DIV/0! | 0 | 0 | 0 | 0 | 0 | 0 | 145 | 0 | 0 | #DIV/0! | #DIV/0! | 0 | #N/A |  |  |  | #DIV/0! | [7 empty] | 0 | 0 |  |  |  | 0 |  | 1 | 1
| ZAMBÉZIA | LUGELA | LUGELA | Tacuane | [5 empty] | HC | MoH | SP | 14581.5617 |  | 1 | 1 | No | Collection & Delivery | Fixed & Outreach | [12 empty] | 1 | 1 | 0 | 0 | 0 | 0 | 1 | 36 | 34.3 | 0 | #DIV/0! | 0 | #DIV/0! | #DIV/0! | 0 | 0 | 0 | 0 | 0 | 0 | 36 | 34.3 | 0 | #DIV/0! | #DIV/0! | 0 | #N/A |  |  |  | #DIV/0! | [7 empty] | 0 | 0 |  |  |  | 0 |  | 1 | 1
| ZAMBÉZIA | LUGELA | LUGELA | Alto Mutola | [5 empty] | HC | MoH | SP | 20784.2334 |  | 1 | 1 | <8 h | Collection & Delivery | Fixed & Outreach | [12 empty] | 0 | 0 | 0 | 0 | 0 | 0 | 0 | 0 | 0 | 0 | #DIV/0! | 0 | #DIV/0! | #DIV/0! | 0 | 0 | 0 | 0 | 0 | 0 | 0 | 0 | 0 | Extens_Solar | #DIV/0! | 0 | #N/A |  |  |  | 0 | [7 empty] | 0 | 0 |  |  |  | 0 |  | 1 | 1
| ZAMBÉZIA | LUGELA | LUGELA | Cariua | [5 empty] | HC | MoH | SP | 13408.0225 |  | 1 | 1 | No | Collection & Delivery | Fixed & Outreach | [12 empty] | 0 | 0 | 0 | 0 | 0 | 0 | 0 | 0 | 0 | 0 | #DIV/0! | 0 | #DIV/0! | #DIV/0! | 0 | 0 | 0 | 0 | 0 | 0 | 0 | 0 | 0 | Extens_Solar | #DIV/0! | 0 | #N/A |  |  |  | 0 | [7 empty] | 0 | 0 |  |  |  | 0 |  | 1 | 1
| ZAMBÉZIA | MOCUBA | MOCUBA | Depósito D. MOCUBA "Intermediário" | [5 empty] | DVS | MoH | LD | 382259.034 | 151 | 1 | 1 | 8-16 h | Collection & Delivery | No vaccination | [12 empty] | 4 | 4 | 0 | 0 | 1 | 0 | 1 | 5628 | 102.9 | 0 | #DIV/0! | #DIV/0! | #DIV/0! | #DIV/0! | 0 | 0 | 0 | 0 | 0 | 0 | 5628 | 102.9 | 0 | #DIV/0! | #DIV/0! | 0 | #N/A |  |  |  | #DIV/0! | [5 empty] | #DIV/0! | #DIV/0! | 0 | #N/A |  |  |  | #DIV/0! |  | 0 | 0
| ZAMBÉZIA | MOCUBA | MOCUBA | Caiave | [5 empty] | HC | MoH | SP | 23168.4064 |  | 1 | 1 | <8 h | Collection & Delivery | Fixed & Outreach | [12 empty] | 1 | 1 | 0 | 0 | 0 | 0 | 1 | 20 | 34.3 | 0 | #DIV/0! | 0 | #DIV/0! | #DIV/0! | 0 | 0 | 0 | 0 | 0 | 0 | 20 | 34.3 | 0 | #DIV/0! | #DIV/0! | 0 | #N/A |  |  |  | #DIV/0! | [7 empty] | 0 | 0 |  |  |  | 0 |  | 1 | 1
| ZAMBÉZIA | MOCUBA | MOCUBA | Centro de Saude Pedreira | [5 empty] | HC | MoH | SP | 13468.7228 |  | 1 | 1 | No | Collection & Delivery | Fixed & Outreach | [12 empty] | 1 | 1 | 0 | 0 | 0 | 0 | 1 | 20 | 34.3 | 0 | #DIV/0! | 0 | #DIV/0! | #DIV/0! | 0 | 0 | 0 | 0 | 0 | 0 | 20 | 34.3 | 0 | #DIV/0! | #DIV/0! | 0 | #N/A |  |  |  | #DIV/0! | [7 empty] | 0 | 0 |  |  |  | 0 |  | 1 | 1
| ZAMBÉZIA | MOCUBA | MOCUBA | Chimbua | [5 empty] | HC | MoH | SP | 10325.796 |  | 1 | 1 | No | Collection & Delivery | Fixed & Outreach | [12 empty] | 1 | 1 | 0 | 0 | 0 | 0 | 1 | 20 | 34.3 | 0 | #DIV/0! | 0 | #DIV/0! | #DIV/0! | 0 | 0 | 0 | 0 | 0 | 0 | 20 | 34.3 | 0 | #DIV/0! | #DIV/0! | 0 | #N/A |  |  |  | #DIV/0! | [7 empty] | 0 | 0 |  |  |  | 0 |  | 1 | 1
| ZAMBÉZIA | MOCUBA | MOCUBA | CS Sede | [5 empty] | HC | MoH | SP | 35916.5941 |  | 1 | 1 | <8 h | Collection & Delivery | Fixed & Outreach | [12 empty] | 1 | 1 | 0 | 0 | 0 | 0 | 1 | 0 | 0 | 0 | #DIV/0! | 0 | #DIV/0! | #DIV/0! | 1 | 0 | 0 | 0 | 0 | 1 | 0 | 0 | 0 | #DIV/0! | #DIV/0! | 0 | #N/A |  |  |  | #DIV/0! | [7 empty] | 0 | 0 |  |  |  | 0 |  | 1 | 1
| ZAMBÉZIA | MOCUBA | MOCUBA | Intome | [5 empty] | HC | MoH | SP | 10199.8991 |  | 1 | 1 | No | Collection & Delivery | Fixed & Outreach | [12 empty] | 1 | 1 | 0 | 0 | 0 | 0 | 1 | 0 | 0 | 0 | #DIV/0! | 0 | #DIV/0! | #DIV/0! | 1 | 0 | 0 | 0 | 0 | 1 | 0 | 0 | 0 | #DIV/0! | #DIV/0! | 0 | #N/A |  |  |  | #DIV/0! | [7 empty] | 0 | 0 |  |  |  | 0 |  | 1 | 1
| ZAMBÉZIA | MOCUBA | MOCUBA | Magogodo | [5 empty] | HC | MoH | SP | 13303.4831 |  | 1 | 1 | <8 h | Collection & Delivery | Fixed & Outreach | [12 empty] | 1 | 1 | 0 | 0 | 0 | 0 | 1 | 0 | 0 | 0 | #DIV/0! | 0 | #DIV/0! | #DIV/0! | 1 | 0 | 0 | 0 | 0 | 1 | 0 | 0 | 0 | #DIV/0! | #DIV/0! | 0 | #N/A |  |  |  | #DIV/0! | [7 empty] | 0 | 0 |  |  |  | 0 |  | 1 | 1
| ZAMBÉZIA | MOCUBA | MOCUBA | Mataia | [5 empty] | HC | MoH | SP | 7341.3644 |  | 1 | 1 | No | Collection & Delivery | Fixed & Outreach | [12 empty] | 1 | 1 | 0 | 0 | 0 | 0 | 1 | 20 | 34.3 | 0 | #DIV/0! | 0 | #DIV/0! | #DIV/0! | 0 | 0 | 0 | 0 | 0 | 0 | 20 | 34.3 | 0 | #DIV/0! | #DIV/0! | 0 | #N/A |  |  |  | #DIV/0! | [7 empty] | 0 | 0 |  |  |  | 0 |  | 1 | 1
| ZAMBÉZIA | MOCUBA | MOCUBA | Mocuba Sisal | [5 empty] | HC | MoH | SP | 11672.4434 |  | 1 | 1 | <8 h | Collection & Delivery | Fixed & Outreach | [12 empty] | 1 | 1 | 0 | 0 | 0 | 0 | 1 | 20 | 34.3 | 0 | #DIV/0! | 0 | #DIV/0! | #DIV/0! | 0 | 0 | 0 | 0 | 0 | 0 | 20 | 34.3 | 0 | #DIV/0! | #DIV/0! | 0 | #N/A |  |  |  | #DIV/0! | [7 empty] | 0 | 0 |  |  |  | 0 |  | 1 | 1
| ZAMBÉZIA | MOCUBA | MOCUBA | Moloe | [5 empty] | HC | MoH | SP | 6285.8536 |  | 1 | 1 | No | Collection & Delivery | Fixed & Outreach | [12 empty] | 1 | 1 | 0 | 0 | 0 | 0 | 1 | 0 | 0 | 0 | #DIV/0! | 0 | #DIV/0! | #DIV/0! | 1 | 0 | 0 | 0 | 0 | 1 | 0 | 0 | 0 | #DIV/0! | #DIV/0! | 0 | #N/A |  |  |  | #DIV/0! | [7 empty] | 0 | 0 |  |  |  | 0 |  | 1 | 1
| ZAMBÉZIA | MOCUBA | MOCUBA | Muanaco | [5 empty] | HC | MoH | SP | 14202.7468 |  | 1 | 1 | No | Collection & Delivery | Fixed & Outreach | [12 empty] | 1 | 1 | 0 | 0 | 0 | 0 | 1 | 0 | 0 | 0 | #DIV/0! | 0 | #DIV/0! | #DIV/0! | 1 | 0 | 0 | 0 | 0 | 1 | 0 | 0 | 0 | #DIV/0! | #DIV/0! | 0 | #N/A |  |  |  | #DIV/0! | [7 empty] | 0 | 0 |  |  |  | 0 |  | 1 | 1
| ZAMBÉZIA | MOCUBA | MOCUBA | Muaquiua | [5 empty] | HC | MoH | SP | 30528.8802 |  | 1 | 1 | No | Collection & Delivery | Fixed & Outreach | [12 empty] | 1 | 1 | 0 | 0 | 0 | 0 | 1 | 20 | 34.3 | 0 | #DIV/0! | 0 | #DIV/0! | #DIV/0! | 0 | 0 | 0 | 0 | 0 | 0 | 20 | 34.3 | 0 | #DIV/0! | #DIV/0! | 0 | #N/A |  |  |  | #DIV/0! | [7 empty] | 0 | 0 |  |  |  | 0 |  | 1 | 1
| ZAMBÉZIA | MOCUBA | MOCUBA | Mugeba | [5 empty] | HC | MoH | SP | 47107.9314 |  | 1 | 1 | <8 h | Collection & Delivery | Fixed & Outreach | [12 empty] | 1 | 1 | 0 | 0 | 0 | 0 | 1 | 20 | 34.3 | 0 | #DIV/0! | 0 | #DIV/0! | #DIV/0! | 0 | 0 | 0 | 0 | 0 | 0 | 20 | 34.3 | 0 | #DIV/0! | #DIV/0! | 0 | #N/A |  |  |  | #DIV/0! | [7 empty] | 0 | 0 |  |  |  | 0 |  | 1 | 1
| ZAMBÉZIA | MOCUBA | MOCUBA | Munhiba | [5 empty] | HC | MoH | SP | 32472.4139 |  | 1 | 1 | No | Collection & Delivery | Fixed & Outreach | [12 empty] | 1 | 1 | 0 | 0 | 0 | 0 | 1 | 145 | 0 | 0 | #DIV/0! | 0 | #DIV/0! | #DIV/0! | 0 | 0 | 0 | 0 | 0 | 0 | 145 | 0 | 0 | #DIV/0! | #DIV/0! | 0 | #N/A |  |  |  | #DIV/0! | [7 empty] | 0 | 0 |  |  |  | 0 |  | 1 | 1
| ZAMBÉZIA | MOCUBA | MOCUBA | Namabida | [5 empty] | HC | MoH | SP | 9877.2882 |  | 1 | 1 | No | Collection & Delivery | Fixed & Outreach | [12 empty] | 1 | 1 | 0 | 0 | 0 | 0 | 1 | 36 | 34.3 | 0 | #DIV/0! | 0 | #DIV/0! | #DIV/0! | 0 | 0 | 0 | 0 | 0 | 0 | 36 | 34.3 | 0 | #DIV/0! | #DIV/0! | 0 | #N/A |  |  |  | #DIV/0! | [7 empty] | 0 | 0 |  |  |  | 0 |  | 1 | 1
| ZAMBÉZIA | MOCUBA | MOCUBA | Namagoa | [5 empty] | HC | MoH | SP | 8979.1485 |  | 1 | 1 | No | Collection & Delivery | Fixed & Outreach | [12 empty] | 1 | 1 | 0 | 0 | 0 | 0 | 1 | 36 | 34.3 | 0 | #DIV/0! | 0 | #DIV/0! | #DIV/0! | 0 | 0 | 0 | 0 | 0 | 0 | 36 | 34.3 | 0 | #DIV/0! | #DIV/0! | 0 | #N/A |  |  |  | #DIV/0! | [7 empty] | 0 | 0 |  |  |  | 0 |  | 1 | 1
| ZAMBÉZIA | MOCUBA | MOCUBA | Namanjavira | [5 empty] | HC | MoH | SP | 21324.9157 |  | 1 | 1 | No | Collection & Delivery | Fixed & Outreach | [12 empty] | 1 | 1 | 0 | 0 | 0 | 0 | 1 | 36 | 34.3 | 0 | #DIV/0! | 0 | #DIV/0! | #DIV/0! | 0 | 0 | 0 | 0 | 0 | 0 | 36 | 34.3 | 0 | #DIV/0! | #DIV/0! | 0 | #N/A |  |  |  | #DIV/0! | [7 empty] | 0 | 0 |  |  |  | 0 |  | 1 | 1
| ZAMBÉZIA | MOCUBA | MOCUBA | Nhaluanda | [5 empty] | HC | MoH | SP | 19754.5764 |  | 1 | 1 | No | Collection & Delivery | Fixed & Outreach | [12 empty] | 1 | 1 | 0 | 0 | 0 | 0 | 1 | 36 | 34.3 | 0 | #DIV/0! | 0 | #DIV/0! | #DIV/0! | 0 | 0 | 0 | 0 | 0 | 0 | 36 | 34.3 | 0 | #DIV/0! | #DIV/0! | 0 | #N/A |  |  |  | #DIV/0! | [7 empty] | 0 | 0 |  |  |  | 0 |  | 1 | 1
| ZAMBÉZIA | MOCUBA | MOCUBA | Padre Usera | [5 empty] | HC | MoH | SP | 22471.477 |  | 1 | 1 | No | Collection & Delivery | Fixed & Outreach | [12 empty] | 1 | 1 | 0 | 0 | 0 | 0 | 1 | 36 | 34.3 | 0 | #DIV/0! | 0 | #DIV/0! | #DIV/0! | 0 | 0 | 0 | 0 | 0 | 0 | 36 | 34.3 | 0 | #DIV/0! | #DIV/0! | 0 | #N/A |  |  |  | #DIV/0! | [7 empty] | 0 | 0 |  |  |  | 0 |  | 1 | 1
| ZAMBÉZIA | MOCUBA | MOCUBA | S. Machel | [5 empty] | HC | MoH | SP | 22447.8713 |  | 1 | 1 | No | Collection & Delivery | Fixed & Outreach | [12 empty] | 2 | 2 | 0 | 0 | 0 | 0 | 1 | 40 | 68.6 | 0 | #DIV/0! | 0 | #DIV/0! | #DIV/0! | 0 | 0 | 0 | 0 | 1 | 1 | 20 | 34.3 | 0 | #DIV/0! | #DIV/0! | 0 | #N/A |  |  |  | #DIV/0! | [7 empty] | 0 | 0 |  |  |  | 0 |  | 1 | 1
| ZAMBÉZIA | MOCUBA | MOCUBA | Bajone | [5 empty] | HC | MoH | SP | 9583.9034 |  | 1 | 1 | <8 h | Collection & Delivery | Fixed & Outreach | [12 empty] | 0 | 0 | 0 | 0 | 0 | 0 | 0 | 0 | 0 | 0 | #DIV/0! | 0 | #DIV/0! | #DIV/0! | 0 | 0 | 0 | 0 | 0 | 0 | 0 | 0 | 0 | Extens_Solar | #DIV/0! | 0 | #N/A |  |  |  | 0 | [7 empty] | 0 | 0 |  |  |  | 0 |  | 1 | 1
| ZAMBÉZIA | MOCUBA | MOCUBA | Gurai | [5 empty] | HC | MoH | SP | 11825.3183 |  | 1 | 1 | <8 h | Collection & Delivery | Fixed & Outreach | [12 empty] | 0 | 0 | 0 | 0 | 0 | 0 | 0 | 0 | 0 | 0 | #DIV/0! | 0 | #DIV/0! | #DIV/0! | 0 | 0 | 0 | 0 | 0 | 0 | 0 | 0 | 0 | Extens_Solar | #DIV/0! | 0 | #N/A |  |  |  | 0 | [7 empty] | 0 | 0 |  |  |  | 0 |  | 1 | 1
| ZAMBÉZIA | MORRUMBALA | MORRUMBALA | Depósito D. MORRUMBALA | [5 empty] | DVS | MoH | LD | 281416.7214 | 194 | 1 | 1 | 8-16 h | Collection & Delivery | No vaccination | [12 empty] | 5 | 5 | 0 | 0 | 0 | 0 | 1 | 164 | 171.5 | 0 | #DIV/0! | #DIV/0! | #DIV/0! | #DIV/0! | 0 | 0 | 0 | 0 | 1 | 1 | 144 | 137.2 | 0 | #DIV/0! | #DIV/0! | 0 | #N/A |  |  |  | #DIV/0! | [5 empty] | #DIV/0! | #DIV/0! | 0 | #N/A |  |  |  | #DIV/0! |  | 0 | 0
| ZAMBÉZIA | MORRUMBALA | MORRUMBALA | Centro de saude de Sabe | [5 empty] | HC | MoH | SP | 29847.6879 |  | 1 | 1 | No | Collection & Delivery | Fixed & Outreach | [12 empty] | 2 | 2 | 0 | 0 | 0 | 0 | 1 | 72 | 68.6 | 0 | #DIV/0! | 0 | #DIV/0! | #DIV/0! | 0 | 0 | 0 | 0 | 0 | 0 | 72 | 68.6 | 0 | #DIV/0! | #DIV/0! | 0 | #N/A |  |  |  | #DIV/0! | [7 empty] | 0 | 0 |  |  |  | 0 |  | 1 | 1
| ZAMBÉZIA | MORRUMBALA | MORRUMBALA | Chilomo | [5 empty] | HC | MoH | SP | 31905.8778 |  | 1 | 1 | No | Collection & Delivery | Fixed & Outreach | [12 empty] | 1 | 1 | 0 | 0 | 0 | 0 | 1 | 36 | 34.3 | 0 | #DIV/0! | 0 | #DIV/0! | #DIV/0! | 0 | 0 | 0 | 0 | 0 | 0 | 36 | 34.3 | 0 | #DIV/0! | #DIV/0! | 0 | #N/A |  |  |  | #DIV/0! | [7 empty] | 0 | 0 |  |  |  | 0 |  | 1 | 1
| ZAMBÉZIA | MORRUMBALA | MORRUMBALA | Chire | [5 empty] | HC | MoH | SP | 56607.5289 |  | 1 | 1 | <8 h | Collection & Delivery | Fixed & Outreach | [12 empty] | 1 | 1 | 0 | 0 | 0 | 0 | 1 | 36 | 34.3 | 0 | #DIV/0! | 0 | #DIV/0! | #DIV/0! | 0 | 0 | 0 | 0 | 0 | 0 | 36 | 34.3 | 0 | #DIV/0! | #DIV/0! | 0 | #N/A |  |  |  | #DIV/0! | [7 empty] | 0 | 0 |  |  |  | 0 |  | 1 | 1
| ZAMBÉZIA | MORRUMBALA | MORRUMBALA | Cumbapo | [5 empty] | HC | MoH | SP | 15806.8085 |  | 1 | 1 | No | Collection & Delivery | Fixed & Outreach | [12 empty] | 1 | 1 | 0 | 0 | 0 | 0 | 1 | 36 | 34.3 | 0 | #DIV/0! | 0 | #DIV/0! | #DIV/0! | 0 | 0 | 0 | 0 | 0 | 0 | 36 | 34.3 | 0 | #DIV/0! | #DIV/0! | 0 | #N/A |  |  |  | #DIV/0! | [7 empty] | 0 | 0 |  |  |  | 0 |  | 1 | 1
| ZAMBÉZIA | MORRUMBALA | MORRUMBALA | Djasse | [5 empty] | HC | MoH | SP | 9683.9465 |  | 1 | 1 | No | Collection & Delivery | Fixed & Outreach | [12 empty] | 1 | 1 | 0 | 0 | 0 | 0 | 1 | 36 | 34.3 | 0 | #DIV/0! | 0 | #DIV/0! | #DIV/0! | 0 | 0 | 0 | 0 | 0 | 0 | 36 | 34.3 | 0 | #DIV/0! | #DIV/0! | 0 | #N/A |  |  |  | #DIV/0! | [7 empty] | 0 | 0 |  |  |  | 0 |  | 1 | 1
| ZAMBÉZIA | MORRUMBALA | MORRUMBALA | Fabrica | [5 empty] | HC | MoH | SP | 10691.1219 |  | 1 | 1 | No | Collection & Delivery | Fixed & Outreach | [12 empty] | 1 | 1 | 0 | 0 | 0 | 0 | 1 | 36 | 34.3 | 0 | #DIV/0! | 0 | #DIV/0! | #DIV/0! | 0 | 0 | 0 | 0 | 0 | 0 | 36 | 34.3 | 0 | #DIV/0! | #DIV/0! | 0 | #N/A |  |  |  | #DIV/0! | [7 empty] | 0 | 0 |  |  |  | 0 |  | 1 | 1
| ZAMBÉZIA | MORRUMBALA | MORRUMBALA | Gaute | [5 empty] | HC | MoH | SP | 5659.7412 |  | 1 | 1 | No | Collection & Delivery | Fixed & Outreach | [12 empty] | 1 | 1 | 0 | 0 | 0 | 0 | 1 | 36 | 34.3 | 0 | #DIV/0! | 0 | #DIV/0! | #DIV/0! | 0 | 0 | 0 | 0 | 0 | 0 | 36 | 34.3 | 0 | #DIV/0! | #DIV/0! | 0 | #N/A |  |  |  | #DIV/0! | [7 empty] | 0 | 0 |  |  |  | 0 |  | 1 | 1
| ZAMBÉZIA | MORRUMBALA | MORRUMBALA | Gorro | [5 empty] | HC | MoH | SP | 18012.2529 |  | 1 | 1 | No | Collection & Delivery | Fixed & Outreach | [12 empty] | 1 | 1 | 0 | 0 | 0 | 0 | 1 | 36 | 34.3 | 0 | #DIV/0! | 0 | #DIV/0! | #DIV/0! | 0 | 0 | 0 | 0 | 0 | 0 | 36 | 34.3 | 0 | #DIV/0! | #DIV/0! | 0 | #N/A |  |  |  | #DIV/0! | [7 empty] | 0 | 0 |  |  |  | 0 |  | 1 | 1
| ZAMBÉZIA | MORRUMBALA | MORRUMBALA | Mecaula | [5 empty] | HC | MoH | SP | 7203.1026 |  | 1 | 1 | No | Collection & Delivery | Fixed & Outreach | [12 empty] | 1 | 1 | 0 | 0 | 0 | 0 | 1 | 36 | 34.3 | 0 | #DIV/0! | 0 | #DIV/0! | #DIV/0! | 0 | 0 | 0 | 0 | 0 | 0 | 36 | 34.3 | 0 | #DIV/0! | #DIV/0! | 0 | #N/A |  |  |  | #DIV/0! | [7 empty] | 0 | 0 |  |  |  | 0 |  | 1 | 1
| ZAMBÉZIA | MORRUMBALA | MORRUMBALA | Megaza | [5 empty] | HC | MoH | SP | 12866.2161 |  | 1 | 1 | No | Collection & Delivery | Fixed & Outreach | [12 empty] | 1 | 1 | 0 | 0 | 0 | 0 | 1 | 36 | 34.3 | 0 | #DIV/0! | 0 | #DIV/0! | #DIV/0! | 0 | 0 | 0 | 0 | 0 | 0 | 36 | 34.3 | 0 | #DIV/0! | #DIV/0! | 0 | #N/A |  |  |  | #DIV/0! | [7 empty] | 0 | 0 |  |  |  | 0 |  | 1 | 1
| ZAMBÉZIA | MORRUMBALA | MORRUMBALA | Mepinha | [5 empty] | HC | MoH | SP | 19919.8161 |  | 1 | 1 | No | Collection & Delivery | Fixed & Outreach | [12 empty] | 1 | 1 | 0 | 0 | 0 | 0 | 1 | 36 | 34.3 | 0 | #DIV/0! | 0 | #DIV/0! | #DIV/0! | 0 | 0 | 0 | 0 | 0 | 0 | 36 | 34.3 | 0 | #DIV/0! | #DIV/0! | 0 | #N/A |  |  |  | #DIV/0! | [7 empty] | 0 | 0 |  |  |  | 0 |  | 1 | 1
| ZAMBÉZIA | MORRUMBALA | MORRUMBALA | Muandiua | [5 empty] | HC | MoH | SP | 28303.2024 |  | 1 | 1 | No | Collection & Delivery | Fixed & Outreach | [12 empty] | 1 | 1 | 0 | 0 | 0 | 0 | 1 | 36 | 34.3 | 0 | #DIV/0! | 0 | #DIV/0! | #DIV/0! | 0 | 0 | 0 | 0 | 0 | 0 | 36 | 34.3 | 0 | #DIV/0! | #DIV/0! | 0 | #N/A |  |  |  | #DIV/0! | [7 empty] | 0 | 0 |  |  |  | 0 |  | 1 | 1
| ZAMBÉZIA | MORRUMBALA | MORRUMBALA | Muera | [5 empty] | HC | MoH | SP | 9384.9413 |  | 1 | 1 | No | Collection & Delivery | Fixed & Outreach | [12 empty] | 1 | 1 | 0 | 0 | 0 | 0 | 1 | 36 | 34.3 | 0 | #DIV/0! | 0 | #DIV/0! | #DIV/0! | 0 | 0 | 0 | 0 | 0 | 0 | 36 | 34.3 | 0 | #DIV/0! | #DIV/0! | 0 | #N/A |  |  |  | #DIV/0! | [7 empty] | 0 | 0 |  |  |  | 0 |  | 1 | 1
| ZAMBÉZIA | MORRUMBALA | MORRUMBALA | Murerremba | [5 empty] | HC | MoH | SP | 10461.8096 |  | 1 | 1 | No | Collection & Delivery | Fixed & Outreach | [12 empty] | 1 | 1 | 0 | 0 | 0 | 0 | 1 | 36 | 34.3 | 0 | #DIV/0! | 0 | #DIV/0! | #DIV/0! | 0 | 0 | 0 | 0 | 0 | 0 | 36 | 34.3 | 0 | #DIV/0! | #DIV/0! | 0 | #N/A |  |  |  | #DIV/0! | [7 empty] | 0 | 0 |  |  |  | 0 |  | 1 | 1
| ZAMBÉZIA | MORRUMBALA | MORRUMBALA | Pinda | [5 empty] | HC | MoH | SP | 13426.0078 |  | 1 | 1 | No | Collection & Delivery | Fixed & Outreach | [12 empty] | 3 | 3 | 0 | 0 | 0 | 0 | 1 | 108 | 102.9 | 0 | #DIV/0! | 0 | #DIV/0! | #DIV/0! | 0 | 0 | 0 | 0 | 0 | 0 | 108 | 102.9 | 0 | #DIV/0! | #DIV/0! | 0 | #N/A |  |  |  | #DIV/0! | [7 empty] | 0 | 0 |  |  |  | 0 |  | 1 | 1
| ZAMBÉZIA | MORRUMBALA | MORRUMBALA | Reis | [5 empty] | HC | MoH | SP | 1636.66 |  | 1 | 1 | No | Collection & Delivery | Fixed & Outreach | [12 empty] | 2 | 2 | 0 | 0 | 0 | 0 | 1 | 72 | 68.6 | 0 | #DIV/0! | 0 | #DIV/0! | #DIV/0! | 0 | 0 | 0 | 0 | 0 | 0 | 72 | 68.6 | 0 | #DIV/0! | #DIV/0! | 0 | #N/A |  |  |  | #DIV/0! | [7 empty] | 0 | 0 |  |  |  | 0 |  | 1 | 1
| ZAMBÉZIA | MOLEVALA | MOLEVALA | Depósito D. MOLEVALA | [5 empty] | DVS | MoH | LD | 128348.5425 | 201 | 1 | 1 | 8-16 h | Collection & Delivery | No vaccination | [12 empty] | 3 | 3 | 0 | 0 | 0 | 0 | 1 | 108 | 102.9 | 0 | #DIV/0! | #DIV/0! | #DIV/0! | #DIV/0! | 0 | 0 | 0 | 0 | 0 | 0 | 108 | 102.9 | 0 | #DIV/0! | #DIV/0! | 0 | #N/A |  |  |  | #DIV/0! | [5 empty] | #DIV/0! | #DIV/0! | 0 | #N/A |  |  |  | #DIV/0! |  | 0 | 0
| ZAMBÉZIA | MOLEVALA | MOLEVALA | Marrupino | [5 empty] | HC | MoH | SP | 3502.6323 |  | 1 | 1 | No | Collection & Delivery | Fixed & Outreach | [12 empty] | 1 | 1 | 0 | 0 | 0 | 0 | 1 | 36 | 34.3 | 0 | #DIV/0! | 0 | #DIV/0! | #DIV/0! | 0 | 0 | 0 | 0 | 0 | 0 | 36 | 34.3 | 0 | #DIV/0! | #DIV/0! | 0 | #N/A |  |  |  | #DIV/0! | [7 empty] | 0 | 0 |  |  |  | 0 |  | 1 | 1
| ZAMBÉZIA | MOLEVALA | MOLEVALA | Mulevala | [5 empty] | HC | MoH | SP | 44589.9929 |  | 1 | 1 | No | Collection & Delivery | Fixed & Outreach | [12 empty] | 1 | 1 | 0 | 0 | 0 | 0 | 1 | 36 | 34.3 | 0 | #DIV/0! | 0 | #DIV/0! | #DIV/0! | 0 | 0 | 0 | 0 | 0 | 0 | 36 | 34.3 | 0 | #DIV/0! | #DIV/0! | 0 | #N/A |  |  |  | #DIV/0! | [7 empty] | 0 | 0 |  |  |  | 0 |  | 1 | 1
| ZAMBÉZIA | MOLEVALA | MOLEVALA | Murua | [5 empty] | HC | MoH | SP | 9343.3503 |  | 1 | 1 | No | Collection & Delivery | Fixed & Outreach | [12 empty] | 1 | 1 | 0 | 0 | 0 | 0 | 1 | 36 | 34.3 | 0 | #DIV/0! | 0 | #DIV/0! | #DIV/0! | 0 | 0 | 0 | 0 | 0 | 0 | 36 | 34.3 | 0 | #DIV/0! | #DIV/0! | 0 | #N/A |  |  |  | #DIV/0! | [7 empty] | 0 | 0 |  |  |  | 0 |  | 1 | 1
| ZAMBÉZIA | MOLEVALA | MOLEVALA | Tebo | [5 empty] | HC | MoH | SP | 22656.9501 |  | 1 | 1 | No | Collection & Delivery | Fixed & Outreach | [12 empty] | 1 | 1 | 0 | 0 | 0 | 0 | 1 | 36 | 34.3 | 0 | #DIV/0! | 0 | #DIV/0! | #DIV/0! | 0 | 0 | 0 | 0 | 0 | 0 | 36 | 34.3 | 0 | #DIV/0! | #DIV/0! | 0 | #N/A |  |  |  | #DIV/0! | [7 empty] | 0 | 0 |  |  |  | 0 |  | 1 | 1
| ZAMBÉZIA | MOLEVALA | MOLEVALA | Cazimbe | [5 empty] | HC | MoH | SP | 11259.9062 |  | 1 | 1 | <8 h | Collection & Delivery | Fixed & Outreach | [12 empty] | 0 | 0 | 0 | 0 | 0 | 0 | 0 | 0 | 0 | 0 | #DIV/0! | 0 | #DIV/0! | #DIV/0! | 0 | 0 | 0 | 0 | 0 | 0 | 0 | 0 | 0 | Extens_Solar | #DIV/0! | 0 | #N/A |  |  |  | 0 | [7 empty] | 0 | 0 |  |  |  | 0 |  | 1 | 1
| ZAMBÉZIA | MOLEVALA | MOLEVALA | Corromana | [5 empty] | HC | MoH | SP | 36995.7106 |  | 1 | 1 | No | Collection & Delivery | Fixed & Outreach | [12 empty] | 0 | 0 | 0 | 0 | 0 | 0 | 0 | 0 | 0 | 0 | #DIV/0! | 0 | #DIV/0! | #DIV/0! | 0 | 0 | 0 | 0 | 0 | 0 | 0 | 0 | 0 | Extens_Solar | #DIV/0! | 0 | #N/A |  |  |  | 0 | [7 empty] | 0 | 0 |  |  |  | 0 |  | 1 | 1
| ZAMBÉZIA | MOPEIA | MOPEIA | Depósito D. MOPEIA "Intermediário" | [5 empty] | DVS | MoH | LD | 195882.1259 | 201 | 1 | 1 | 8-16 h | Collection & Delivery | No vaccination | [12 empty] | 2 | 2 | 2 | 0 | 1 | 0 | 1 | 5568 | 562 | 0 | #DIV/0! | #DIV/0! | #DIV/0! | #DIV/0! | 1 | 0 | 0 | 0 | 1 | 2 | 5520 | 562 | 0 | #DIV/0! | #DIV/0! | 0 | #N/A |  |  |  | #DIV/0! | [5 empty] | #DIV/0! | #DIV/0! | 0 | #N/A |  |  |  | #DIV/0! |  | 0 | 0
| ZAMBÉZIA | MOPEIA | MOPEIA | Centro de Saude de Sangalaza | [5 empty] | HC | MoH | SP | 9482.7362 |  | 1 | 1 | No | Collection & Delivery | Fixed & Outreach | [12 empty] | 2 | 2 | 0 | 0 | 0 | 0 | 1 | 0 | 0 | 0 | #DIV/0! | 0 | #DIV/0! | #DIV/0! | 2 | 0 | 0 | 0 | 0 | 2 | 0 | 0 | 0 | #DIV/0! | #DIV/0! | 0 | #N/A |  |  |  | #DIV/0! | [7 empty] | 0 | 0 |  |  |  | 0 |  | 1 | 1
| ZAMBÉZIA | MOPEIA | MOPEIA | Chimuara | [5 empty] | HC | MoH | SP | 14154.4114 |  | 1 | 1 | No | Collection & Delivery | Fixed & Outreach | [12 empty] | 2 | 2 | 0 | 0 | 0 | 0 | 1 | 72 | 68.6 | 0 | #DIV/0! | 0 | #DIV/0! | #DIV/0! | 0 | 0 | 0 | 0 | 0 | 0 | 72 | 68.6 | 0 | #DIV/0! | #DIV/0! | 0 | #N/A |  |  |  | #DIV/0! | [7 empty] | 0 | 0 |  |  |  | 0 |  | 1 | 1
| ZAMBÉZIA | MOPEIA | MOPEIA | Gulamo | [5 empty] | HC | MoH | SP | 12995.4852 |  | 1 | 1 | No | Collection & Delivery | Fixed & Outreach | [12 empty] | 1 | 1 | 0 | 0 | 0 | 0 | 1 | 0 | 0 | 0 | #DIV/0! | 0 | #DIV/0! | #DIV/0! | 1 | 0 | 0 | 0 | 0 | 1 | 0 | 0 | 0 | #DIV/0! | #DIV/0! | 0 | #N/A |  |  |  | #DIV/0! | [7 empty] | 0 | 0 |  |  |  | 0 |  | 1 | 1
| ZAMBÉZIA | MOPEIA | MOPEIA | Lua Lua | [5 empty] | HC | MoH | SP | 20843.8096 |  | 1 | 1 | <8 h | Collection & Delivery | Fixed & Outreach | [12 empty] | 1 | 1 | 0 | 0 | 0 | 0 | 1 | 0 | 0 | 0 | #DIV/0! | 0 | #DIV/0! | #DIV/0! | 1 | 0 | 0 | 0 | 0 | 1 | 0 | 0 | 0 | #DIV/0! | #DIV/0! | 0 | #N/A |  |  |  | #DIV/0! | [7 empty] | 0 | 0 |  |  |  | 0 |  | 1 | 1
| ZAMBÉZIA | MOPEIA | MOPEIA | Mungane | [5 empty] | HC | MoH | SP | 6108.249 |  | 1 | 1 | No | Collection & Delivery | Fixed & Outreach | [12 empty] | 1 | 1 | 0 | 0 | 0 | 0 | 1 | 36 | 34.3 | 0 | #DIV/0! | 0 | #DIV/0! | #DIV/0! | 0 | 0 | 0 | 0 | 0 | 0 | 36 | 34.3 | 0 | #DIV/0! | #DIV/0! | 0 | #N/A |  |  |  | #DIV/0! | [7 empty] | 0 | 0 |  |  |  | 0 |  | 1 | 1
| ZAMBÉZIA | MOPEIA | MOPEIA | Nhacatundo | [5 empty] | HC | MoH | SP | 4771.7183 |  | 1 | 1 | No | Collection & Delivery | Fixed & Outreach | [12 empty] | 1 | 1 | 0 | 0 | 0 | 0 | 1 | 36 | 34.3 | 0 | #DIV/0! | 0 | #DIV/0! | #DIV/0! | 0 | 0 | 0 | 0 | 0 | 0 | 36 | 34.3 | 0 | #DIV/0! | #DIV/0! | 0 | #N/A |  |  |  | #DIV/0! | [7 empty] | 0 | 0 |  |  |  | 0 |  | 1 | 1
| ZAMBÉZIA | MOPEIA | MOPEIA | Noere | [5 empty] | HC | MoH | SP | 16023.7559 |  | 1 | 1 | No | Collection & Delivery | Fixed & Outreach | [12 empty] | 1 | 1 | 0 | 0 | 0 | 0 | 1 | 36 | 34.3 | 0 | #DIV/0! | 0 | #DIV/0! | #DIV/0! | 0 | 0 | 0 | 0 | 0 | 0 | 36 | 34.3 | 0 | #DIV/0! | #DIV/0! | 0 | #N/A |  |  |  | #DIV/0! | [7 empty] | 0 | 0 |  |  |  | 0 |  | 1 | 1
| ZAMBÉZIA | MOPEIA | MOPEIA | Nzanza | [5 empty] | HC | MoH | SP | 5851.9588 |  | 1 | 1 | No | Collection & Delivery | Fixed & Outreach | [12 empty] | 1 | 1 | 0 | 0 | 0 | 0 | 1 | 36 | 34.3 | 0 | #DIV/0! | 0 | #DIV/0! | #DIV/0! | 0 | 0 | 0 | 0 | 0 | 0 | 36 | 34.3 | 0 | #DIV/0! | #DIV/0! | 0 | #N/A |  |  |  | #DIV/0! | [7 empty] | 0 | 0 |  |  |  | 0 |  | 1 | 1
| ZAMBÉZIA | MOPEIA | MOPEIA | Posto Campo | [5 empty] | HC | MoH | SP | 29136.1454 |  | 1 | 1 | No | Collection & Delivery | Fixed & Outreach | [12 empty] | 1 | 1 | 0 | 0 | 0 | 0 | 1 | 36 | 34.3 | 0 | #DIV/0! | 0 | #DIV/0! | #DIV/0! | 0 | 0 | 0 | 0 | 0 | 0 | 36 | 34.3 | 0 | #DIV/0! | #DIV/0! | 0 | #N/A |  |  |  | #DIV/0! | [7 empty] | 0 | 0 |  |  |  | 0 |  | 1 | 1
| ZAMBÉZIA | MOPEIA | MOPEIA | Sede | [5 empty] | HC | MoH | SP | 49254.9236 |  | 1 | 1 | <8 h | Collection & Delivery | Fixed & Outreach | [12 empty] | 1 | 1 | 0 | 0 | 0 | 0 | 1 | 36 | 34.3 | 0 | #DIV/0! | 0 | #DIV/0! | #DIV/0! | 0 | 0 | 0 | 0 | 0 | 0 | 36 | 34.3 | 0 | #DIV/0! | #DIV/0! | 0 | #N/A |  |  |  | #DIV/0! | [7 empty] | 0 | 0 |  |  |  | 0 |  | 1 | 1
| ZAMBÉZIA | MOPEIA | MOPEIA | Balicholo | [5 empty] | HC | MoH | SP | 7702.194 |  | 1 | 1 | No | Collection & Delivery | Fixed & Outreach | [12 empty] | 0 | 0 | 0 | 0 | 0 | 0 | 0 | 0 | 0 | 0 | #DIV/0! | 0 | #DIV/0! | #DIV/0! | 0 | 0 | 0 | 0 | 0 | 0 | 0 | 0 | 0 | Extens_Solar | #DIV/0! | 0 | #N/A |  |  |  | 0 | [7 empty] | 0 | 0 |  |  |  | 0 |  | 1 | 1
| ZAMBÉZIA | MOPEIA | MOPEIA | Boroma | [5 empty] | HC | MoH | SP | 19556.7384 |  | 1 | 1 | <8 h | Collection & Delivery | Fixed & Outreach | [12 empty] | 0 | 0 | 0 | 0 | 0 | 0 | 0 | 0 | 0 | 0 | #DIV/0! | 0 | #DIV/0! | #DIV/0! | 0 | 0 | 0 | 0 | 0 | 0 | 0 | 0 | 0 | Extens_Solar | #DIV/0! | 0 | #N/A |  |  |  | 0 | [7 empty] | 0 | 0 |  |  |  | 0 |  | 1 | 1
| ZAMBÉZIA | INHASSUNGE | INHASSUNGE | Depósito D. INHASSUNGE | [5 empty] | DVS | MoH | LD | 91107.7825 | 201 | 1 | 1 | 8-16 h | Collection & Delivery | No vaccination | [12 empty] | 4 | 4 | 0 | 0 | 0 | 0 | 1 | 144 | 137.2 | 0 | #DIV/0! | #DIV/0! | #DIV/0! | #DIV/0! | 0 | 0 | 0 | 0 | 0 | 0 | 144 | 137.2 | 0 | #DIV/0! | #DIV/0! | 0 | #N/A |  |  |  | #DIV/0! | [5 empty] | #DIV/0! | #DIV/0! | 0 | #N/A |  |  |  | #DIV/0! |  | 0 | 0
| ZAMBÉZIA | INHASSUNGE | INHASSUNGE | Chirimane | [5 empty] | HC | MoH | SP | 15105.3828 |  | 1 | 1 | No | Collection & Delivery | Fixed & Outreach | [12 empty] | 2 | 2 | 0 | 0 | 0 | 0 | 1 | 181 | 34.3 | 0 | #DIV/0! | 0 | #DIV/0! | #DIV/0! | 0 | 0 | 0 | 0 | 0 | 0 | 181 | 34.3 | 0 | #DIV/0! | #DIV/0! | 0 | #N/A |  |  |  | #DIV/0! | [7 empty] | 0 | 0 |  |  |  | 0 |  | 1 | 1
| ZAMBÉZIA | INHASSUNGE | INHASSUNGE | Gonhane | [5 empty] | HC | MoH | SP | 29773.4986 |  | 1 | 1 | No | Collection & Delivery | Fixed & Outreach | [12 empty] | 1 | 1 | 0 | 0 | 0 | 0 | 1 | 145 | 0 | 0 | #DIV/0! | 0 | #DIV/0! | #DIV/0! | 0 | 0 | 0 | 0 | 0 | 0 | 145 | 0 | 0 | #DIV/0! | #DIV/0! | 0 | #N/A |  |  |  | #DIV/0! | [7 empty] | 0 | 0 |  |  |  | 0 |  | 1 | 1
| ZAMBÉZIA | INHASSUNGE | INHASSUNGE | Olinda | [5 empty] | HC | MoH | SP | 9127.527 |  | 1 | 1 | No | Collection & Delivery | Fixed & Outreach | [12 empty] | 1 | 1 | 0 | 0 | 0 | 0 | 1 | 55.5 | 0 | 0 | #DIV/0! | 0 | #DIV/0! | #DIV/0! | 0 | 0 | 0 | 0 | 0 | 0 | 55.5 | 0 | 0 | #DIV/0! | #DIV/0! | 0 | #N/A |  |  |  | #DIV/0! | [7 empty] | 0 | 0 |  |  |  | 0 |  | 1 | 1
| ZAMBÉZIA | INHASSUNGE | INHASSUNGE | Phalane Mecula | [5 empty] | HC | MoH | SP | 15610.0946 |  | 1 | 1 | <8 h | Collection & Delivery | Fixed & Outreach | [12 empty] | 1 | 1 | 0 | 0 | 0 | 0 | 1 | 145 | 0 | 0 | #DIV/0! | 0 | #DIV/0! | #DIV/0! | 0 | 0 | 0 | 0 | 0 | 0 | 145 | 0 | 0 | #DIV/0! | #DIV/0! | 0 | #N/A |  |  |  | #DIV/0! | [7 empty] | 0 | 0 |  |  |  | 0 |  | 1 | 1
| ZAMBÉZIA | INHASSUNGE | INHASSUNGE | Sede | [5 empty] | HC | MoH | SP | 7289.6568 |  | 1 | 1 | No | Collection & Delivery | Fixed & Outreach | [12 empty] | 1 | 1 | 0 | 0 | 0 | 0 | 1 | 105 | 0 | 0 | #DIV/0! | 0 | #DIV/0! | #DIV/0! | 0 | 0 | 0 | 0 | 0 | 0 | 105 | 0 | 0 | #DIV/0! | #DIV/0! | 0 | #N/A |  |  |  | #DIV/0! | [7 empty] | 0 | 0 |  |  |  | 0 |  | 1 | 1
| ZAMBÉZIA | INHASSUNGE | INHASSUNGE | Chimbazo | [5 empty] | HC | MoH | SP | 8345.1676 |  | 1 | 1 | <8 h | Collection & Delivery | Fixed & Outreach | [12 empty] | 0 | 0 | 0 | 0 | 0 | 0 | 0 | 0 | 0 | 0 | #DIV/0! | 0 | #DIV/0! | #DIV/0! | 0 | 0 | 0 | 0 | 0 | 0 | 0 | 0 | 0 | Extens_Solar | #DIV/0! | 0 | #N/A |  |  |  | 0 | [7 empty] | 0 | 0 |  |  |  | 0 |  | 1 | 1
| ZAMBÉZIA | INHASSUNGE | INHASSUNGE | Ilha Salia | [5 empty] | HC | MoH | SP | 5856.4552 |  | 1 | 1 | <8 h | Collection & Delivery | Fixed & Outreach | [12 empty] | 0 | 0 | 0 | 0 | 0 | 0 | 0 | 0 | 0 | 0 | #DIV/0! | 0 | #DIV/0! | #DIV/0! | 0 | 0 | 0 | 0 | 0 | 0 | 0 | 0 | 0 | Extens_Solar | #DIV/0! | 0 | #N/A |  |  |  | 0 | [7 empty] | 0 | 0 |  |  |  | 0 |  | 1 | 1
| ZAMBÉZIA | NICOADALA | NICOADALA | Depósito D. NICOADALA | [5 empty] | DVS | MoH | LD | 163931.2849 | 52 | 1 | 1 | 8-16 h | Collection & Delivery | No vaccination | [12 empty] | 1 | 1 | 0 | 0 | 0 | 0 | 1 | 36 | 34.3 | 0 | #DIV/0! | #DIV/0! | #DIV/0! | #DIV/0! | 0 | 0 | 0 | 0 | 0 | 0 | 36 | 34.3 | 0 | #DIV/0! | #DIV/0! | 0 | #N/A |  |  |  | #DIV/0! | [5 empty] | #DIV/0! | #DIV/0! | 0 | #N/A |  |  |  | #DIV/0! |  | 0 | 0
| ZAMBÉZIA | NICOADALA | NICOADALA | Sede | [5 empty] | HC | MoH | SP | 35388.2766 |  | 1 | 1 | No | Collection & Delivery | Fixed & Outreach | [12 empty] | 1 | 1 | 0 | 0 | 0 | 0 | 1 | 0 | 0 | 0 | #DIV/0! | 0 | #DIV/0! | #DIV/0! | 1 | 0 | 0 | 0 | 0 | 1 | 0 | 0 | 0 | #DIV/0! | #DIV/0! | 0 | #N/A |  |  |  | #DIV/0! | [7 empty] | 0 | 0 |  |  |  | 0 |  | 1 | 1
| ZAMBÉZIA | NICOADALA | NICOADALA | Amoro | [5 empty] | HC | MoH | SP | 15025.5731 |  | 1 | 1 | No | Collection & Delivery | Fixed & Outreach | [12 empty] | 1 | 1 | 0 | 0 | 0 | 0 | 1 | 105 | 0 | 0 | #DIV/0! | 0 | #DIV/0! | #DIV/0! | 0 | 0 | 0 | 0 | 0 | 0 | 105 | 0 | 0 | #DIV/0! | #DIV/0! | 0 | #N/A |  |  |  | #DIV/0! | [7 empty] | 0 | 0 |  |  |  | 0 |  | 1 | 1
| ZAMBÉZIA | NICOADALA | NICOADALA | Domela | [5 empty] | HC | MoH | SP | 5105.5699 |  | 1 | 1 | No | Collection & Delivery | Fixed & Outreach | [12 empty] | 1 | 1 | 0 | 0 | 0 | 0 | 1 | 36 | 34.3 | 0 | #DIV/0! | 0 | #DIV/0! | #DIV/0! | 0 | 0 | 0 | 0 | 0 | 0 | 36 | 34.3 | 0 | #DIV/0! | #DIV/0! | 0 | #N/A |  |  |  | #DIV/0! | [7 empty] | 0 | 0 |  |  |  | 0 |  | 1 | 1
| ZAMBÉZIA | NICOADALA | NICOADALA | Ilalane | [5 empty] | HC | MoH | SP | 12803.2676 |  | 1 | 1 | <8 h | Collection & Delivery | Fixed & Outreach | [12 empty] | 1 | 1 | 0 | 0 | 0 | 0 | 1 | 36 | 34.3 | 0 | #DIV/0! | 0 | #DIV/0! | #DIV/0! | 0 | 0 | 0 | 0 | 0 | 0 | 36 | 34.3 | 0 | #DIV/0! | #DIV/0! | 0 | #N/A |  |  |  | #DIV/0! | [7 empty] | 0 | 0 |  |  |  | 0 |  | 1 | 1
| ZAMBÉZIA | NICOADALA | NICOADALA | Licuar | [5 empty] | HC | MoH | SP | 36063.8485 |  | 1 | 1 | No | Collection & Delivery | Fixed & Outreach | [12 empty] | 1 | 1 | 0 | 0 | 0 | 0 | 1 | 0 | 0 | 0 | #DIV/0! | 0 | #DIV/0! | #DIV/0! | 1 | 0 | 0 | 0 | 0 | 1 | 0 | 0 | 0 | #DIV/0! | #DIV/0! | 0 | #N/A |  |  |  | #DIV/0! | [7 empty] | 0 | 0 |  |  |  | 0 |  | 1 | 1
| ZAMBÉZIA | NICOADALA | NICOADALA | Marrongane | [5 empty] | HC | MoH | SP | 19369.0171 |  | 1 | 1 | <8 h | Collection & Delivery | Fixed & Outreach | [12 empty] | 1 | 1 | 0 | 0 | 0 | 0 | 1 | 0 | 0 | 0 | #DIV/0! | 0 | #DIV/0! | #DIV/0! | 1 | 0 | 0 | 0 | 0 | 1 | 0 | 0 | 0 | #DIV/0! | #DIV/0! | 0 | #N/A |  |  |  | #DIV/0! | [7 empty] | 0 | 0 |  |  |  | 0 |  | 1 | 1
| ZAMBÉZIA | NICOADALA | NICOADALA | Namacata | [5 empty] | HC | MoH | SP | 30051.1463 |  | 1 | 1 | No | Collection & Delivery | Fixed & Outreach | [12 empty] | 1 | 1 | 0 | 0 | 0 | 0 | 1 | 150 | 150 | 0 | #DIV/0! | 0 | #DIV/0! | #DIV/0! | 0 | 0 | 0 | 0 | 0 | 0 | 150 | 150 | 0 | #DIV/0! | #DIV/0! | 0 | #N/A |  |  |  | #DIV/0! | [7 empty] | 0 | 0 |  |  |  | 0 |  | 1 | 1
| ZAMBÉZIA | NICOADALA | NICOADALA | Quinta Girassol | [5 empty] | HC | MoH | SP | 10124.5857 |  | 1 | 1 | <8 h | Collection & Delivery | Fixed & Outreach | [12 empty] | 1 | 1 | 0 | 0 | 0 | 0 | 1 | 0 | 0 | 0 | #DIV/0! | 0 | #DIV/0! | #DIV/0! | 1 | 0 | 0 | 0 | 0 | 1 | 0 | 0 | 0 | #DIV/0! | #DIV/0! | 0 | #N/A |  |  |  | #DIV/0! | [7 empty] | 0 | 0 |  |  |  | 0 |  | 1 | 1
| ZAMBÉZIA | LUABO | LUABO | Depósito D. LUABO | [5 empty] | DVS | MoH | LD | 63558.8376 | 268 | 1 | 1 | 8-16 h | Collection & Delivery | No vaccination | [12 empty] | 4 | 4 | 0 | 0 | 0 | 0 | 1 | 144 | 137.2 | 0 | #DIV/0! | #DIV/0! | #DIV/0! | #DIV/0! | 0 | 0 | 0 | 0 | 0 | 0 | 144 | 137.2 | 0 | #DIV/0! | #DIV/0! | 0 | #N/A |  |  |  | #DIV/0! | [5 empty] | #DIV/0! | #DIV/0! | 0 | #N/A |  |  |  | #DIV/0! |  | 0 | 0
| ZAMBÉZIA | LUABO | LUABO | Luabo | [5 empty] | HC | MoH | SP | 32636.5296 |  | 1 | 1 | No | Collection & Delivery | Fixed & Outreach | [12 empty] | 2 | 2 | 0 | 0 | 0 | 0 | 1 | 72 | 68.6 | 0 | #DIV/0! | 0 | #DIV/0! | #DIV/0! | 0 | 0 | 0 | 0 | 0 | 0 | 72 | 68.6 | 0 | #DIV/0! | #DIV/0! | 0 | #N/A |  |  |  | #DIV/0! | [7 empty] | 0 | 0 |  |  |  | 0 |  | 1 | 1
| ZAMBÉZIA | LUABO | LUABO | Marcação | [5 empty] | HC | MoH | SP | 9828.9528 |  | 1 | 1 | No | Collection & Delivery | Fixed & Outreach | [12 empty] | 1 | 1 | 0 | 0 | 0 | 0 | 1 | 36 | 34.3 | 0 | #DIV/0! | 0 | #DIV/0! | #DIV/0! | 0 | 0 | 0 | 0 | 0 | 0 | 36 | 34.3 | 0 | #DIV/0! | #DIV/0! | 0 | #N/A |  |  |  | #DIV/0! | [7 empty] | 0 | 0 |  |  |  | 0 |  | 1 | 1
| ZAMBÉZIA | LUABO | LUABO | Socovinho | [5 empty] | HC | MoH | SP | 7794.3685 |  | 1 | 1 | No | Collection & Delivery | Fixed & Outreach | [12 empty] | 1 | 1 | 0 | 0 | 0 | 0 | 1 | 36 | 34.3 | 0 | #DIV/0! | 0 | #DIV/0! | #DIV/0! | 0 | 0 | 0 | 0 | 0 | 0 | 36 | 34.3 | 0 | #DIV/0! | #DIV/0! | 0 | #N/A |  |  |  | #DIV/0! | [7 empty] | 0 | 0 |  |  |  | 0 |  | 1 | 1
| ZAMBÉZIA | LUABO | LUABO | Erurune | [5 empty] | HC | MoH | SP | 3580.1938 |  | 1 | 1 | No | Collection & Delivery | Fixed & Outreach | [12 empty] | 0 | 0 | 0 | 0 | 0 | 0 | 0 | 0 | 0 | 0 | #DIV/0! | 0 | #DIV/0! | #DIV/0! | 0 | 0 | 0 | 0 | 0 | 0 | 0 | 0 | 0 | Extens_Solar | #DIV/0! | 0 | #N/A |  |  |  | 0 | [7 empty] | 0 | 0 |  |  |  | 0 |  | 1 | 1
| ZAMBÉZIA | LUABO | LUABO | Limbue | [5 empty] | HC | MoH | SP | 9718.793 |  | 1 | 1 | No | Collection & Delivery | Fixed & Outreach | [12 empty] | 0 | 0 | 0 | 0 | 0 | 0 | 0 | 0 | 0 | 0 | #DIV/0! | 0 | #DIV/0! | #DIV/0! | 0 | 0 | 0 | 0 | 0 | 0 | 0 | 0 | 0 | Extens_Solar | #DIV/0! | 0 | #N/A |  |  |  | 0 | [7 empty] | 0 | 0 |  |  |  | 0 |  | 1 | 1
| SOFALA | DISTRITO DA BEIRA | CIDADE DA BEIRA | Armazém Provincial de Vacinas de Sofala | [5 empty] | PVS | MoH | SN1 | 3239372 | 1216 | 1 | 1 | >16 h | Collection & Delivery | No vaccination | [12 empty] | 2 | 2 | 2 | 0 | 5 | 0 | 1 | 28596.9231 | 5462 | 0 | #DIV/0! | #DIV/0! | #DIV/0! | #DIV/0! | 2 | 0 | 0 | 0 | 2 | 4 | 15384.6154 | 5462 | 0 | #DIV/0! | #DIV/0! | 0 | #N/A |  |  |  | #DIV/0! | [5 empty] | #DIV/0! | #DIV/0! | 0 | #N/A |  |  |  | #DIV/0! |  | 0 | 0
| SOFALA | DISTRITO DA BEIRA | DISTRITO DA BEIRA | Depósito D. BEIRA | [5 empty] | DVS | MoH | LD | 944742 | 310 | 1 | 1 | 8-16 h | Collection & Delivery | No vaccination | [12 empty] | 1 | 1 | 3 | 0 | 0 | 0 | 1 | 0 | 843 | 0 | #DIV/0! | #DIV/0! | #DIV/0! | #DIV/0! | 1 | 0 | 0 | 0 | 0 | 1 | 0 | 843 | 0 | #DIV/0! | #DIV/0! | 0 | #N/A |  |  |  | #DIV/0! | [5 empty] | #DIV/0! | #DIV/0! | 0 | #N/A |  |  |  | #DIV/0! |  | 0 | 0
| SOFALA | DISTRITO DA BEIRA | DISTRITO DA BEIRA | CS Chingussura | [5 empty] | HC | MoH | SP | 69378 |  | 1 | 1 | <8 h | Collection & Delivery | Fixed & Outreach | [12 empty] | 2 | 2 | 0 | 0 | 0 | 0 | 1 | 0 | 0 | 0 | #DIV/0! | 0 | #DIV/0! | #DIV/0! | 2 | 0 | 0 | 0 | 0 | 2 | 0 | 0 | 0 | #DIV/0! | #DIV/0! | 0 | #N/A |  |  |  | #DIV/0! | [7 empty] | 0 | 0 |  |  |  | 0 |  | 1 | 1
| SOFALA | DISTRITO DA BEIRA | DISTRITO DA BEIRA | CS Chota | [5 empty] | HC | MoH | SP | 30992 |  | 1 | 1 | <8 h | Collection & Delivery | Fixed & Outreach | [12 empty] | 1 | 1 | 0 | 0 | 0 | 0 | 1 | 105 | 0 | 0 | #DIV/0! | 0 | #DIV/0! | #DIV/0! | 0 | 0 | 0 | 0 | 0 | 0 | 105 | 0 | 0 | #DIV/0! | #DIV/0! | 0 | #N/A |  |  |  | #DIV/0! | [7 empty] | 0 | 0 |  |  |  | 0 |  | 1 | 1
| SOFALA | DISTRITO DA BEIRA | DISTRITO DA BEIRA | CS M. Loforte | [5 empty] | HC | MoH | SP | 33887 |  | 1 | 1 | <8 h | Collection & Delivery | Fixed & Outreach | [12 empty] | 1 | 1 | 0 | 0 | 0 | 0 | 1 | 36 | 34.3 | 0 | #DIV/0! | 0 | #DIV/0! | #DIV/0! | 0 | 0 | 0 | 0 | 0 | 0 | 36 | 34.3 | 0 | #DIV/0! | #DIV/0! | 0 | #N/A |  |  |  | #DIV/0! | [7 empty] | 0 | 0 |  |  |  | 0 |  | 1 | 1
| SOFALA | DISTRITO DA BEIRA | DISTRITO DA BEIRA | CS Macurungo | [5 empty] | HC | MoH | SP | 51776 |  | 1 | 1 | <8 h | Collection & Delivery | Fixed & Outreach | [12 empty] | 1 | 1 | 0 | 0 | 0 | 0 | 1 | 105 | 0 | 0 | #DIV/0! | 0 | #DIV/0! | #DIV/0! | 0 | 0 | 0 | 0 | 0 | 0 | 105 | 0 | 0 | #DIV/0! | #DIV/0! | 0 | #N/A |  |  |  | #DIV/0! | [7 empty] | 0 | 0 |  |  |  | 0 |  | 1 | 1
| SOFALA | DISTRITO DA BEIRA | DISTRITO DA BEIRA | CS Marrocanhe | [5 empty] | HC | MoH | SP | 52929 |  | 1 | 1 | <8 h | Collection & Delivery | Fixed & Outreach | [12 empty] | 1 | 1 | 0 | 0 | 0 | 0 | 1 | 36 | 34.3 | 0 | #DIV/0! | 0 | #DIV/0! | #DIV/0! | 0 | 0 | 0 | 0 | 0 | 0 | 36 | 34.3 | 0 | #DIV/0! | #DIV/0! | 0 | #N/A |  |  |  | #DIV/0! | [7 empty] | 0 | 0 |  |  |  | 0 |  | 1 | 1
| SOFALA | DISTRITO DA BEIRA | DISTRITO DA BEIRA | CS Mascarenha | [5 empty] | HC | MoH | SP | 39780 |  | 1 | 1 | <8 h | Collection & Delivery | Fixed & Outreach | [12 empty] | 1 | 1 | 0 | 0 | 0 | 0 | 1 | 105 | 0 | 0 | #DIV/0! | 0 | #DIV/0! | #DIV/0! | 0 | 0 | 0 | 0 | 0 | 0 | 105 | 0 | 0 | #DIV/0! | #DIV/0! | 0 | #N/A |  |  |  | #DIV/0! | [7 empty] | 0 | 0 |  |  |  | 0 |  | 1 | 1
| SOFALA | DISTRITO DA BEIRA | DISTRITO DA BEIRA | CS Matadouro | [5 empty] | HC | MoH | SP | 19185 |  | 1 | 1 | <8 h | Collection & Delivery | Fixed & Outreach | [12 empty] | 1 | 1 | 0 | 0 | 0 | 0 | 1 | 36 | 34.3 | 0 | #DIV/0! | 0 | #DIV/0! | #DIV/0! | 0 | 0 | 0 | 0 | 0 | 0 | 36 | 34.3 | 0 | #DIV/0! | #DIV/0! | 0 | #N/A |  |  |  | #DIV/0! | [7 empty] | 0 | 0 |  |  |  | 0 |  | 1 | 1
| SOFALA | DISTRITO DA BEIRA | DISTRITO DA BEIRA | CS Munhava | [5 empty] | HC | MoH | SP | 65500 |  | 1 | 1 | <8 h | Collection & Delivery | Fixed & Outreach | [12 empty] | 1 | 1 | 0 | 0 | 0 | 0 | 1 | 105 | 0 | 0 | #DIV/0! | 0 | #DIV/0! | #DIV/0! | 0 | 0 | 0 | 0 | 0 | 0 | 105 | 0 | 0 | #DIV/0! | #DIV/0! | 0 | #N/A |  |  |  | #DIV/0! | [7 empty] | 0 | 0 |  |  |  | 0 |  | 1 | 1
| SOFALA | DISTRITO DA BEIRA | DISTRITO DA BEIRA | CS Nhaconjo | [5 empty] | HC | MoH | SP | 74423 |  | 1 | 1 | <8 h | Collection & Delivery | Fixed & Outreach | [12 empty] | 1 | 1 | 0 | 0 | 0 | 0 | 1 | 36 | 34.3 | 0 | #DIV/0! | 0 | #DIV/0! | #DIV/0! | 0 | 0 | 0 | 0 | 0 | 0 | 36 | 34.3 | 0 | #DIV/0! | #DIV/0! | 0 | #N/A |  |  |  | #DIV/0! | [7 empty] | 0 | 0 |  |  |  | 0 |  | 1 | 1
| SOFALA | DISTRITO DA BEIRA | DISTRITO DA BEIRA | CS Nhangau | [5 empty] | HC | MoH | SP | 45117 |  | 1 | 1 | <8 h | Collection & Delivery | Fixed & Outreach | [12 empty] | 1 | 1 | 0 | 0 | 0 | 0 | 1 | 105 | 0 | 0 | #DIV/0! | 0 | #DIV/0! | #DIV/0! | 0 | 0 | 0 | 0 | 0 | 0 | 105 | 0 | 0 | #DIV/0! | #DIV/0! | 0 | #N/A |  |  |  | #DIV/0! | [7 empty] | 0 | 0 |  |  |  | 0 |  | 1 | 1
| SOFALA | DISTRITO DA BEIRA | DISTRITO DA BEIRA | CS Ponta Gêa | [5 empty] | HC | MoH | SP | 75200 |  | 1 | 1 | <8 h | Collection & Delivery | Fixed & Outreach | [12 empty] | 1 | 1 | 0 | 0 | 0 | 0 | 1 | 36 | 34.3 | 0 | #DIV/0! | 0 | #DIV/0! | #DIV/0! | 0 | 0 | 0 | 0 | 0 | 0 | 36 | 34.3 | 0 | #DIV/0! | #DIV/0! | 0 | #N/A |  |  |  | #DIV/0! | [7 empty] | 0 | 0 |  |  |  | 0 |  | 1 | 1
| SOFALA | DISTRITO DA BEIRA | DISTRITO DA BEIRA | CS S. Lucas | [5 empty] | HC | MoH | SP | 15792 |  | 1 | 1 | <8 h | Collection & Delivery | Fixed & Outreach | [12 empty] | 1 | 1 | 0 | 0 | 0 | 0 | 1 | 36 | 34.3 | 0 | #DIV/0! | 0 | #DIV/0! | #DIV/0! | 0 | 0 | 0 | 0 | 0 | 0 | 36 | 34.3 | 0 | #DIV/0! | #DIV/0! | 0 | #N/A |  |  |  | #DIV/0! | [7 empty] | 0 | 0 |  |  |  | 0 |  | 1 | 1
| SOFALA | DISTRITO DA BEIRA | DISTRITO DA BEIRA | HOSPITAL CENTRAL | [5 empty] | HC | MoH | SP | 42078 |  | 1 | 1 | <8 h | Collection & Delivery | Fixed & Outreach | [12 empty] | 1 | 1 | 1 | 0 | 0 | 0 | 1 | 36 | 315.3 | 0 | #DIV/0! | 0 | #DIV/0! | #DIV/0! | 0 | 0 | 0 | 0 | 0 | 0 | 36 | 315.3 | 0 | #DIV/0! | #DIV/0! | 0 | #N/A |  |  |  | #DIV/0! | [7 empty] | 0 | 0 |  |  |  | 0 |  | 1 | 1
| SOFALA | DISTRITO DA BEIRA | DISTRITO DA BEIRA | PS Militar | [5 empty] | HC | MoH | SP | 37118 |  | 1 | 1 | <8 h | Collection & Delivery | Fixed & Outreach | [12 empty] | 1 | 1 | 0 | 0 | 0 | 0 | 1 | 80.5 | 0 | 0 | #DIV/0! | 0 | #DIV/0! | #DIV/0! | 0 | 0 | 0 | 0 | 0 | 0 | 80.5 | 0 | 0 | #DIV/0! | #DIV/0! | 0 | #N/A |  |  |  | #DIV/0! | [7 empty] | 0 | 0 |  |  |  | 0 |  | 1 | 1
| SOFALA | DISTRITO DA BEIRA | DISTRITO DA BEIRA | PS PRM (BO) | [5 empty] | HC | MoH | SP | 71600 |  | 1 | 1 | <8 h | Collection & Delivery | Fixed & Outreach | [12 empty] | 1 | 1 | 0 | 0 | 0 | 0 | 1 | 105 | 0 | 0 | #DIV/0! | 0 | #DIV/0! | #DIV/0! | 0 | 0 | 0 | 0 | 0 | 0 | 105 | 0 | 0 | #DIV/0! | #DIV/0! | 0 | #N/A |  |  |  | #DIV/0! | [7 empty] | 0 | 0 |  |  |  | 0 |  | 1 | 1
| SOFALA | DISTRITO DA BEIRA | DISTRITO DA BEIRA | CS Ampara | [5 empty] | CH | MoH | SP | 10866 |  | 1 | 1 | <8 h | Collection & Delivery | Fixed & Outreach | [12 empty] | 0 | 0 | 0 | 0 | 0 | 0 | 0 | 0 | 0 | 0 | #DIV/0! | 0 | #DIV/0! | #DIV/0! | 0 | 0 | 0 | 0 | 0 | 0 | 0 | 0 | 0 | Extens_Solar | #DIV/0! | 0 | #N/A |  |  |  | 0 | [7 empty] | 0 | 0 |  |  |  | 0 |  | 1 | 1
| SOFALA | DISTRITO DA BEIRA | DISTRITO DA BEIRA | CS Bandua | [5 empty] | HC | MoH | SP | 47997 |  | 1 | 1 | <8 h | Collection & Delivery | Fixed & Outreach | [12 empty] | 0 | 0 | 0 | 0 | 0 | 0 | 0 | 0 | 0 | 0 | #DIV/0! | 0 | #DIV/0! | #DIV/0! | 0 | 0 | 0 | 0 | 0 | 0 | 0 | 0 | 0 | Extens_Solar | #DIV/0! | 0 | #N/A |  |  |  | 0 | [7 empty] | 0 | 0 |  |  |  | 0 |  | 1 | 1
| SOFALA | MARINGUE | MARINGUE | Depósito D. MARINGUE | [5 empty] | DVS | MoH | LD | 113706.4731 | 310 | 1 | 1 | 8-16 h | Collection & Delivery | No vaccination | [12 empty] | 2 | 2 | 1 | 0 | 0 | 0 | 1 | 161 | 281 | 0 | #DIV/0! | #DIV/0! | #DIV/0! | #DIV/0! | 0 | 0 | 0 | 0 | 0 | 0 | 161 | 281 | 0 | #DIV/0! | #DIV/0! | 0 | #N/A |  |  |  | #DIV/0! | [5 empty] | #DIV/0! | #DIV/0! | 0 | #N/A |  |  |  | #DIV/0! |  | 0 | 0
| SOFALA | MARINGUE | MARINGUE | CS Chionde | [5 empty] | HC | MoH | SP | 9791.803 |  | 1 | 1 | No | Collection & Delivery | Fixed & Outreach | [12 empty] | 2 | 2 | 0 | 0 | 0 | 0 | 1 | 185.5 | 0 | 0 | #DIV/0! | 0 | #DIV/0! | #DIV/0! | 0 | 0 | 0 | 0 | 0 | 0 | 185.5 | 0 | 0 | #DIV/0! | #DIV/0! | 0 | #N/A |  |  |  | #DIV/0! | [7 empty] | 0 | 0 |  |  |  | 0 |  | 1 | 1
| SOFALA | MARINGUE | MARINGUE | CS Gumbalansai | [5 empty] | HC | MoH | SP | 8830.8239 |  | 1 | 1 | No | Collection & Delivery | Fixed & Outreach | [12 empty] | 1 | 1 | 0 | 0 | 0 | 0 | 1 | 105 | 0 | 0 | #DIV/0! | 0 | #DIV/0! | #DIV/0! | 0 | 0 | 0 | 0 | 0 | 0 | 105 | 0 | 0 | #DIV/0! | #DIV/0! | 0 | #N/A |  |  |  | #DIV/0! | [7 empty] | 0 | 0 |  |  |  | 0 |  | 1 | 1
| SOFALA | MARINGUE | MARINGUE | CS Mphango | [5 empty] | HC | MoH | SP | 2542.7486 |  | 1 | 1 | No | Collection & Delivery | Fixed & Outreach | [12 empty] | 1 | 1 | 0 | 0 | 0 | 0 | 1 | 105 | 0 | 0 | #DIV/0! | 0 | #DIV/0! | #DIV/0! | 0 | 0 | 0 | 0 | 0 | 0 | 105 | 0 | 0 | #DIV/0! | #DIV/0! | 0 | #N/A |  |  |  | #DIV/0! | [7 empty] | 0 | 0 |  |  |  | 0 |  | 1 | 1
| SOFALA | MARINGUE | MARINGUE | CS Nhamacala | [5 empty] | HC | MoH | SP | 8446.2156 |  | 1 | 1 | No | Collection & Delivery | Fixed & Outreach | [12 empty] | 1 | 1 | 0 | 0 | 0 | 0 | 1 | 105 | 0 | 0 | #DIV/0! | 0 | #DIV/0! | #DIV/0! | 0 | 0 | 0 | 0 | 0 | 0 | 105 | 0 | 0 | #DIV/0! | #DIV/0! | 0 | #N/A |  |  |  | #DIV/0! | [7 empty] | 0 | 0 |  |  |  | 0 |  | 1 | 1
| SOFALA | MARINGUE | MARINGUE | CS Sede | [5 empty] | HC | MoH | SP | 26033.1086 |  | 1 | 1 | No | Collection & Delivery | Fixed & Outreach | [12 empty] | 1 | 1 | 0 | 0 | 0 | 0 | 1 | 36 | 34.3 | 0 | #DIV/0! | 0 | #DIV/0! | #DIV/0! | 0 | 0 | 0 | 0 | 0 | 0 | 36 | 34.3 | 0 | #DIV/0! | #DIV/0! | 0 | #N/A |  |  |  | #DIV/0! | [7 empty] | 0 | 0 |  |  |  | 0 |  | 1 | 1
| SOFALA | MARINGUE | MARINGUE | CS Senga-Senga | [5 empty] | HC | MoH | SP | 10714.863 |  | 1 | 1 | No | Collection & Delivery | Fixed & Outreach | [12 empty] | 1 | 1 | 0 | 0 | 0 | 0 | 1 | 55.5 | 0 | 0 | #DIV/0! | 0 | #DIV/0! | #DIV/0! | 0 | 0 | 0 | 0 | 0 | 0 | 55.5 | 0 | 0 | #DIV/0! | #DIV/0! | 0 | #N/A |  |  |  | #DIV/0! | [7 empty] | 0 | 0 |  |  |  | 0 |  | 1 | 1
| SOFALA | MARINGUE | MARINGUE | CS Súbuè | [5 empty] | HC | MoH | SP | 10483.0146 |  | 1 | 1 | <8 h | Collection & Delivery | Fixed & Outreach | [12 empty] | 1 | 1 | 0 | 0 | 0 | 0 | 1 | 36 | 34.3 | 0 | #DIV/0! | 0 | #DIV/0! | #DIV/0! | 0 | 0 | 0 | 0 | 0 | 0 | 36 | 34.3 | 0 | #DIV/0! | #DIV/0! | 0 | #N/A |  |  |  | #DIV/0! | [7 empty] | 0 | 0 |  |  |  | 0 |  | 1 | 1
| SOFALA | MARINGUE | MARINGUE | CS Amabos | [5 empty] | HC | MoH | SP | 8268.5374 |  | 1 | 1 | No | Collection & Delivery | Fixed & Outreach | [12 empty] | 0 | 0 | 0 | 0 | 0 | 0 | 0 | 0 | 0 | 0 | #DIV/0! | 0 | #DIV/0! | #DIV/0! | 0 | 0 | 0 | 0 | 0 | 0 | 0 | 0 | 0 | Extens_Solar | #DIV/0! | 0 | #N/A |  |  |  | 0 | [7 empty] | 0 | 0 |  |  |  | 0 |  | 1 | 1
| SOFALA | MARINGUE | MARINGUE | CS Chueza | [5 empty] | HC | MoH | SP | 28595.3584 |  | 1 | 1 | No | Collection & Delivery | Fixed & Outreach | [12 empty] | 0 | 0 | 0 | 0 | 0 | 0 | 0 | 0 | 0 | 0 | #DIV/0! | 0 | #DIV/0! | #DIV/0! | 0 | 0 | 0 | 0 | 0 | 0 | 0 | 0 | 0 | Extens_Solar | #DIV/0! | 0 | #N/A |  |  |  | 0 | [7 empty] | 0 | 0 |  |  |  | 0 |  | 1 | 1
| SOFALA | CHEMBA | CHEMBA | Depósito D. CHEMBA | [5 empty] | DVS | MoH | LD | 83759.0268 | 434 | 1 | 1 | 8-16 h | Collection & Delivery | No vaccination | [12 empty] | 3 | 3 | 1 | 0 | 0 | 0 | 1 | 176.5 | 281 | 0 | #DIV/0! | #DIV/0! | #DIV/0! | #DIV/0! | 0 | 0 | 0 | 0 | 2 | 2 | 80.5 | 281 | 0 | #DIV/0! | #DIV/0! | 0 | #N/A |  |  |  | #DIV/0! | [5 empty] | #DIV/0! | #DIV/0! | 0 | #N/A |  |  |  | #DIV/0! |  | 0 | 0
| SOFALA | CHEMBA | CHEMBA | CS Catulene | [5 empty] | HC | MoH | SP | 2782.1808 |  | 1 | 1 | <8 h | Collection & Delivery | Fixed & Outreach | [12 empty] | 2 | 2 | 0 | 0 | 0 | 0 | 1 | 103.5 | 0 | 0 | #DIV/0! | 0 | #DIV/0! | #DIV/0! | 0 | 0 | 0 | 0 | 1 | 1 | 55.5 | 0 | 0 | #DIV/0! | #DIV/0! | 0 | #N/A |  |  |  | #DIV/0! | [7 empty] | 0 | 0 |  |  |  | 0 |  | 1 | 1
| SOFALA | CHEMBA | CHEMBA | CS Chiramba | [5 empty] | HC | MoH | SP | 3642.4034 |  | 1 | 1 | No | Collection & Delivery | Fixed & Outreach | [12 empty] | 2 | 2 | 0 | 0 | 0 | 0 | 1 | 111 | 0 | 0 | #DIV/0! | 0 | #DIV/0! | #DIV/0! | 0 | 0 | 0 | 0 | 0 | 0 | 111 | 0 | 0 | #DIV/0! | #DIV/0! | 0 | #N/A |  |  |  | #DIV/0! | [7 empty] | 0 | 0 |  |  |  | 0 |  | 1 | 1
| SOFALA | CHEMBA | CHEMBA | CS Goe | [5 empty] | HC | MoH | SP | 8301.0395 |  | 1 | 1 | No | Collection & Delivery | Fixed & Outreach | [12 empty] | 1 | 1 | 0 | 0 | 0 | 0 | 1 | 55.5 | 0 | 0 | #DIV/0! | 0 | #DIV/0! | #DIV/0! | 0 | 0 | 0 | 0 | 0 | 0 | 55.5 | 0 | 0 | #DIV/0! | #DIV/0! | 0 | #N/A |  |  |  | #DIV/0! | [7 empty] | 0 | 0 |  |  |  | 0 |  | 1 | 1
| SOFALA | CHEMBA | CHEMBA | CS Mulima | [5 empty] | HC | MoH | SP | 19849.04 |  | 1 | 1 | <8 h | Collection & Delivery | Fixed & Outreach | [12 empty] | 1 | 1 | 0 | 0 | 0 | 0 | 1 | 55.5 | 0 | 0 | #DIV/0! | 0 | #DIV/0! | #DIV/0! | 0 | 0 | 0 | 0 | 0 | 0 | 55.5 | 0 | 0 | #DIV/0! | #DIV/0! | 0 | #N/A |  |  |  | #DIV/0! | [7 empty] | 0 | 0 |  |  |  | 0 |  | 1 | 1
| SOFALA | CHEMBA | CHEMBA | CS Sede | [5 empty] | HC | MoH | SP | 17140.5306 |  | 1 | 1 | No | Collection & Delivery | Fixed & Outreach | [12 empty] | 1 | 1 | 0 | 0 | 0 | 0 | 1 | 55.5 | 0 | 0 | #DIV/0! | 0 | #DIV/0! | #DIV/0! | 0 | 0 | 0 | 0 | 0 | 0 | 55.5 | 0 | 0 | #DIV/0! | #DIV/0! | 0 | #N/A |  |  |  | #DIV/0! | [7 empty] | 0 | 0 |  |  |  | 0 |  | 1 | 1
| SOFALA | CHEMBA | CHEMBA | CS Chite | [5 empty] | HC | MoH | SP | 9848.14 |  | 1 | 1 | No | Collection & Delivery | Fixed & Outreach | [12 empty] | 0 | 0 | 0 | 0 | 0 | 0 | 0 | 0 | 0 | 0 | #DIV/0! | 0 | #DIV/0! | #DIV/0! | 0 | 0 | 0 | 0 | 0 | 0 | 0 | 0 | 0 | Extens_Solar | #DIV/0! | 0 | #N/A |  |  |  | 0 | [7 empty] | 0 | 0 |  |  |  | 0 |  | 1 | 1
| SOFALA | CHEMBA | CHEMBA | CS Inhaminga | [5 empty] | HC | MoH | SP | 22195.6925 |  | 1 | 1 | <8 h | Collection & Delivery | Fixed & Outreach | [12 empty] | 0 | 0 | 0 | 0 | 0 | 0 | 0 | 0 | 0 | 0 | #DIV/0! | 0 | #DIV/0! | #DIV/0! | 0 | 0 | 0 | 0 | 0 | 0 | 0 | 0 | 0 | Extens_Solar | #DIV/0! | 0 | #N/A |  |  |  | 0 | [7 empty] | 0 | 0 |  |  |  | 0 |  | 1 | 1
| SOFALA | CAIA | CAIA | Depósito D. CAIA | [5 empty] | DVS | MoH | LD | 242580 | 376 | 1 | 1 | 8-16 h | Collection & Delivery | No vaccination | [12 empty] | 4 | 4 | 0 | 0 | 0 | 0 | 1 | 222 | 0 | 0 | #DIV/0! | #DIV/0! | #DIV/0! | #DIV/0! | 0 | 0 | 0 | 0 | 0 | 0 | 222 | 0 | 0 | #DIV/0! | #DIV/0! | 0 | #N/A |  |  |  | #DIV/0! | [5 empty] | Extens_Electric | #DIV/0! | 0 | #N/A |  |  |  | 0 |  | 0 | 0
| SOFALA | CAIA | CAIA | CS Kapassene | [5 empty] | HC | MoH | SP | 5543.777 |  | 1 | 1 | No | Collection & Delivery | Fixed & Outreach | [12 empty] | 2 | 2 | 0 | 0 | 0 | 0 | 1 | 111 | 0 | 0 | #DIV/0! | 0 | #DIV/0! | #DIV/0! | 0 | 0 | 0 | 0 | 0 | 0 | 111 | 0 | 0 | #DIV/0! | #DIV/0! | 0 | #N/A |  |  |  | #DIV/0! | [7 empty] | 0 | 0 |  |  |  | 0 |  | 1 | 1
| SOFALA | CAIA | CAIA | CS Licoma | [5 empty] | HC | MoH | SP | 3950.09 |  | 1 | 1 | <8 h | Collection & Delivery | Fixed & Outreach | [12 empty] | 1 | 1 | 0 | 0 | 0 | 0 | 1 | 55.5 | 0 | 0 | #DIV/0! | 0 | #DIV/0! | #DIV/0! | 0 | 0 | 0 | 0 | 0 | 0 | 55.5 | 0 | 0 | #DIV/0! | #DIV/0! | 0 | #N/A |  |  |  | #DIV/0! | [7 empty] | 0 | 0 |  |  |  | 0 |  | 1 | 1
| SOFALA | CAIA | CAIA | CS Murraça | [5 empty] | HC | MoH | SP | 19898.8766 |  | 1 | 1 | No | Collection & Delivery | Fixed & Outreach | [12 empty] | 1 | 1 | 0 | 0 | 0 | 0 | 1 | 55.5 | 0 | 0 | #DIV/0! | 0 | #DIV/0! | #DIV/0! | 0 | 0 | 0 | 0 | 0 | 0 | 55.5 | 0 | 0 | #DIV/0! | #DIV/0! | 0 | #N/A |  |  |  | #DIV/0! | [7 empty] | 0 | 0 |  |  |  | 0 |  | 1 | 1
| SOFALA | CAIA | CAIA | CS Murrema | [5 empty] | HC | MoH | SP | 9551.2874 |  | 1 | 1 | No | Collection & Delivery | Fixed & Outreach | [12 empty] | 1 | 1 | 0 | 0 | 0 | 0 | 1 | 55.5 | 0 | 0 | #DIV/0! | 0 | #DIV/0! | #DIV/0! | 0 | 0 | 0 | 0 | 0 | 0 | 55.5 | 0 | 0 | #DIV/0! | #DIV/0! | 0 | #N/A |  |  |  | #DIV/0! | [7 empty] | 0 | 0 |  |  |  | 0 |  | 1 | 1
| SOFALA | CAIA | CAIA | CS Ndoro | [5 empty] | HC | MoH | SP | 9220.8493 |  | 1 | 1 | <8 h | Collection & Delivery | Fixed & Outreach | [12 empty] | 1 | 1 | 0 | 0 | 0 | 0 | 1 | 55.5 | 0 | 0 | #DIV/0! | 0 | #DIV/0! | #DIV/0! | 0 | 0 | 0 | 0 | 0 | 0 | 55.5 | 0 | 0 | #DIV/0! | #DIV/0! | 0 | #N/A |  |  |  | #DIV/0! | [7 empty] | 0 | 0 |  |  |  | 0 |  | 1 | 1
| SOFALA | CAIA | CAIA | CS Nhambalo | [5 empty] | HC | MoH | SP | 6259.9068 |  | 1 | 1 | No | Collection & Delivery | Fixed & Outreach | [12 empty] | 1 | 1 | 0 | 0 | 0 | 0 | 1 | 55.5 | 0 | 0 | #DIV/0! | 0 | #DIV/0! | #DIV/0! | 0 | 0 | 0 | 0 | 0 | 0 | 55.5 | 0 | 0 | #DIV/0! | #DIV/0! | 0 | #N/A |  |  |  | #DIV/0! | [7 empty] | 0 | 0 |  |  |  | 0 |  | 1 | 1
| SOFALA | CAIA | CAIA | CS Ntopa | [5 empty] | HC | MoH | SP | 5261.0086 |  | 1 | 1 | No | Collection & Delivery | Fixed & Outreach | [12 empty] | 1 | 1 | 0 | 0 | 0 | 0 | 1 | 55.5 | 0 | 0 | #DIV/0! | 0 | #DIV/0! | #DIV/0! | 0 | 0 | 0 | 0 | 0 | 0 | 55.5 | 0 | 0 | #DIV/0! | #DIV/0! | 0 | #N/A |  |  |  | #DIV/0! | [7 empty] | 0 | 0 |  |  |  | 0 |  | 1 | 1
| SOFALA | CAIA | CAIA | CS Sede | [5 empty] | HC | MoH | SP | 54814.8124 |  | 1 | 1 | <8 h | Collection & Delivery | Fixed & Outreach | [12 empty] | 1 | 1 | 0 | 0 | 0 | 0 | 1 | 55.5 | 0 | 0 | #DIV/0! | 0 | #DIV/0! | #DIV/0! | 0 | 0 | 0 | 0 | 0 | 0 | 55.5 | 0 | 0 | #DIV/0! | #DIV/0! | 0 | #N/A |  |  |  | #DIV/0! | [7 empty] | 0 | 0 |  |  |  | 0 |  | 1 | 1
| SOFALA | CAIA | CAIA | CS Sena | [5 empty] | HC | MoH | SP | 41516.0315 |  | 1 | 1 | No | Collection & Delivery | Fixed & Outreach | [12 empty] | 1 | 1 | 0 | 0 | 0 | 0 | 1 | 55.5 | 0 | 0 | #DIV/0! | 0 | #DIV/0! | #DIV/0! | 0 | 0 | 0 | 0 | 0 | 0 | 55.5 | 0 | 0 | #DIV/0! | #DIV/0! | 0 | #N/A |  |  |  | #DIV/0! | [7 empty] | 0 | 0 |  |  |  | 0 |  | 1 | 1
| SOFALA | CAIA | CAIA | CS 3 de Fevereiro | [5 empty] | HC | MoH | SP | 10474.3474 |  | 1 | 1 | <8 h | Collection & Delivery | Fixed & Outreach | [12 empty] | 0 | 0 | 0 | 0 | 0 | 0 | 0 | 0 | 0 | 0 | #DIV/0! | 0 | #DIV/0! | #DIV/0! | 0 | 0 | 0 | 0 | 0 | 0 | 0 | 0 | 0 | Extens_Solar | #DIV/0! | 0 | #N/A |  |  |  | 0 | [7 empty] | 0 | 0 |  |  |  | 0 |  | 1 | 1
| SOFALA | CAIA | CAIA | CS Cado | [5 empty] | HC | MoH | SP | 7146.1311 |  | 1 | 1 | <8 h | Collection & Delivery | Fixed & Outreach | [12 empty] | 0 | 0 | 0 | 0 | 0 | 0 | 0 | 0 | 0 | 0 | #DIV/0! | 0 | #DIV/0! | #DIV/0! | 0 | 0 | 0 | 0 | 0 | 0 | 0 | 0 | 0 | Extens_Solar | #DIV/0! | 0 | #N/A |  |  |  | 0 | [7 empty] | 0 | 0 |  |  |  | 0 |  | 1 | 1
| SOFALA | MARROMEU | MARROMEU | Depósito D. MARROMEU | [5 empty] | DVS | MoH | LD | 170127.9733 | 487 | 1 | 1 | 8-16 h | Collection & Delivery | No vaccination | [12 empty] | 2 | 2 | 2 | 0 | 0 | 0 | 1 | 80.5 | 562 | 0 | #DIV/0! | #DIV/0! | #DIV/0! | #DIV/0! | 1 | 0 | 0 | 0 | 0 | 1 | 80.5 | 562 | 0 | #DIV/0! | #DIV/0! | 0 | #N/A |  |  |  | #DIV/0! | [5 empty] | #DIV/0! | #DIV/0! | 0 | #N/A |  |  |  | #DIV/0! |  | 0 | 0
| SOFALA | MARROMEU | MARROMEU | CS Chupanga | [5 empty] | HC | MoH | SP | 9540.4534 |  | 1 | 1 | No | Collection & Delivery | Fixed & Outreach | [12 empty] | 1 | 1 | 0 | 0 | 0 | 0 | 1 | 105 | 0 | 0 | #DIV/0! | 0 | #DIV/0! | #DIV/0! | 0 | 0 | 0 | 0 | 0 | 0 | 105 | 0 | 0 | #DIV/0! | #DIV/0! | 0 | #N/A |  |  |  | #DIV/0! | [7 empty] | 0 | 0 |  |  |  | 0 |  | 1 | 1
| SOFALA | MARROMEU | MARROMEU | CS Malingapanse | [5 empty] | HC | MoH | SP | 7358.4782 |  | 1 | 1 | No | Collection & Delivery | Fixed & Outreach | [12 empty] | 1 | 1 | 0 | 0 | 0 | 0 | 1 | 36 | 34.3 | 0 | #DIV/0! | 0 | #DIV/0! | #DIV/0! | 0 | 0 | 0 | 0 | 0 | 0 | 36 | 34.3 | 0 | #DIV/0! | #DIV/0! | 0 | #N/A |  |  |  | #DIV/0! | [7 empty] | 0 | 0 |  |  |  | 0 |  | 1 | 1
| SOFALA | MARROMEU | MARROMEU | CS Nensa | [5 empty] | HC | MoH | SP | 31801.1501 |  | 1 | 1 | No | Collection & Delivery | Fixed & Outreach | [12 empty] | 1 | 1 | 0 | 0 | 0 | 0 | 1 | 105 | 0 | 0 | #DIV/0! | 0 | #DIV/0! | #DIV/0! | 0 | 0 | 0 | 0 | 0 | 0 | 105 | 0 | 0 | #DIV/0! | #DIV/0! | 0 | #N/A |  |  |  | #DIV/0! | [7 empty] | 0 | 0 |  |  |  | 0 |  | 1 | 1
| SOFALA | MARROMEU | MARROMEU | CS Salone | [5 empty] | HC | MoH | SP | 32248.5958 |  | 1 | 1 | No | Collection & Delivery | Fixed & Outreach | [12 empty] | 1 | 1 | 0 | 0 | 0 | 0 | 1 | 105 | 0 | 0 | #DIV/0! | 0 | #DIV/0! | #DIV/0! | 0 | 0 | 0 | 0 | 0 | 0 | 105 | 0 | 0 | #DIV/0! | #DIV/0! | 0 | #N/A |  |  |  | #DIV/0! | [7 empty] | 0 | 0 |  |  |  | 0 |  | 1 | 1
| SOFALA | MARROMEU | MARROMEU | HOSPITAL RURAL | [5 empty] | RH | MoH | SP | 66269.6402 |  | 1 | 1 | No | Collection & Delivery | Fixed & Outreach | [12 empty] | 1 | 1 | 1 | 0 | 0 | 0 | 1 | 36 | 315.3 | 0 | #DIV/0! | 0 | #DIV/0! | #DIV/0! | 0 | 0 | 0 | 0 | 0 | 0 | 36 | 315.3 | 0 | #DIV/0! | #DIV/0! | 0 | #N/A |  |  |  | #DIV/0! | [7 empty] | 0 | 0 |  |  |  | 0 |  | 1 | 1
| SOFALA | MARROMEU | MARROMEU | PS Bauaze | [5 empty] | HC | MoH | SP | 14005.1602 |  | 1 | 1 | No | Collection & Delivery | Fixed & Outreach | [12 empty] | 1 | 1 | 0 | 0 | 0 | 0 | 1 | 80.5 | 0 | 0 | #DIV/0! | 0 | #DIV/0! | #DIV/0! | 0 | 0 | 0 | 0 | 0 | 0 | 80.5 | 0 | 0 | #DIV/0! | #DIV/0! | 0 | #N/A |  |  |  | #DIV/0! | [7 empty] | 0 | 0 |  |  |  | 0 |  | 1 | 1
| SOFALA | MARROMEU | MARROMEU | CS Galinha | [5 empty] | HC | MoH | SP | 7234.9702 |  | 1 | 1 | <8 h | Collection & Delivery | Fixed & Outreach | [12 empty] | 0 | 0 | 0 | 0 | 0 | 0 | 0 | 0 | 0 | 0 | #DIV/0! | 0 | #DIV/0! | #DIV/0! | 0 | 0 | 0 | 0 | 0 | 0 | 0 | 0 | 0 | Extens_Solar | #DIV/0! | 0 | #N/A |  |  |  | 0 | [7 empty] | 0 | 0 |  |  |  | 0 |  | 1 | 1
| SOFALA | MARROMEU | MARROMEU | CS Muanza baixo | [5 empty] | HC | MoH | SP | 1669.5252 |  | 1 | 1 | No | Collection & Delivery | Fixed & Outreach | [12 empty] | 0 | 0 | 0 | 0 | 0 | 0 | 0 | 0 | 0 | 0 | #DIV/0! | 0 | #DIV/0! | #DIV/0! | 0 | 0 | 0 | 0 | 0 | 0 | 0 | 0 | 0 | Extens_Solar | #DIV/0! | 0 | #N/A |  |  |  | 0 | [7 empty] | 0 | 0 |  |  |  | 0 |  | 1 | 1
| SOFALA | CHERINGOMA | CHERINGOMA | Depósito D. CHERINGOMA | [5 empty] | DVS | MoH | LD | 50313.2699 | 152 | 1 | 1 | 8-16 h | Collection & Delivery | No vaccination | [12 empty] | 3 | 3 | 0 | 0 | 0 | 0 | 1 | 108 | 102.9 | 0 | #DIV/0! | #DIV/0! | #DIV/0! | #DIV/0! | 0 | 0 | 0 | 0 | 0 | 0 | 108 | 102.9 | 0 | #DIV/0! | #DIV/0! | 0 | #N/A |  |  |  | #DIV/0! | [5 empty] | #DIV/0! | #DIV/0! | 0 | #N/A |  |  |  | #DIV/0! |  | 0 | 0
| SOFALA | CHERINGOMA | CHERINGOMA | CS Maciamboza | [5 empty] | HC | MoH | SP | 9738.7163 |  | 1 | 1 | No | Collection & Delivery | Fixed & Outreach | [12 empty] | 2 | 2 | 0 | 0 | 0 | 0 | 1 | 161 | 0 | 0 | #DIV/0! | 0 | #DIV/0! | #DIV/0! | 0 | 0 | 0 | 0 | 0 | 0 | 161 | 0 | 0 | #DIV/0! | #DIV/0! | 0 | #N/A |  |  |  | #DIV/0! | [7 empty] | 0 | 0 |  |  |  | 0 |  | 1 | 1
| SOFALA | CHERINGOMA | CHERINGOMA | CS Mazamba | [5 empty] | HC | MoH | SP | 9034.5038 |  | 1 | 1 | <8 h | Collection & Delivery | Fixed & Outreach | [12 empty] | 2 | 2 | 0 | 0 | 0 | 0 | 1 | 116.5 | 34.3 | 0 | #DIV/0! | 0 | #DIV/0! | #DIV/0! | 0 | 0 | 0 | 0 | 0 | 0 | 116.5 | 34.3 | 0 | #DIV/0! | #DIV/0! | 0 | #N/A |  |  |  | #DIV/0! | [7 empty] | 0 | 0 |  |  |  | 0 |  | 1 | 1
| SOFALA | CHERINGOMA | CHERINGOMA | CS Pungue | [5 empty] | HC | MoH | SP | 8771.2367 |  | 1 | 1 | No | Collection & Delivery | Fixed & Outreach | [12 empty] | 1 | 1 | 0 | 0 | 0 | 0 | 1 | 36 | 34.3 | 0 | #DIV/0! | 0 | #DIV/0! | #DIV/0! | 0 | 0 | 0 | 0 | 0 | 0 | 36 | 34.3 | 0 | #DIV/0! | #DIV/0! | 0 | #N/A |  |  |  | #DIV/0! | [7 empty] | 0 | 0 |  |  |  | 0 |  | 1 | 1
| SOFALA | CHERINGOMA | CHERINGOMA | PS Inhamitanga | [5 empty] | HC | MoH | SP | 10316.1704 |  | 1 | 1 | No | Collection & Delivery | Fixed & Outreach | [12 empty] | 1 | 1 | 0 | 0 | 0 | 0 | 1 | 80.5 | 0 | 0 | #DIV/0! | 0 | #DIV/0! | #DIV/0! | 0 | 0 | 0 | 0 | 0 | 0 | 80.5 | 0 | 0 | #DIV/0! | #DIV/0! | 0 | #N/A |  |  |  | #DIV/0! | [7 empty] | 0 | 0 |  |  |  | 0 |  | 1 | 1
| SOFALA | CHERINGOMA | CHERINGOMA | CS Chinhica | [5 empty] | HC | MoH | SP | 6054.0601 |  | 1 | 1 | No | Collection & Delivery | Fixed & Outreach | [12 empty] | 0 | 0 | 0 | 0 | 0 | 0 | 0 | 0 | 0 | 0 | #DIV/0! | 0 | #DIV/0! | #DIV/0! | 0 | 0 | 0 | 0 | 0 | 0 | 0 | 0 | 0 | Extens_Solar | #DIV/0! | 0 | #N/A |  |  |  | 0 | [7 empty] | 0 | 0 |  |  |  | 0 |  | 1 | 1
| SOFALA | CHERINGOMA | CHERINGOMA | CS Goonda | [5 empty] | HC | MoH | SP | 6398.5825 |  | 1 | 1 | <8 h | Collection & Delivery | Fixed & Outreach | [12 empty] | 0 | 0 | 0 | 0 | 0 | 0 | 0 | 0 | 0 | 0 | #DIV/0! | 0 | #DIV/0! | #DIV/0! | 0 | 0 | 0 | 0 | 0 | 0 | 0 | 0 | 0 | Extens_Solar | #DIV/0! | 0 | #N/A |  |  |  | 0 | [7 empty] | 0 | 0 |  |  |  | 0 |  | 1 | 1
| SOFALA | GORONGOZA | GORONGOZA | Depósito D. GORONGOZA | [5 empty] | DVS | MoH | LD | 152958.1907 | 181 | 1 | 1 | 8-16 h | Collection & Delivery | No vaccination | [12 empty] | 4 | 4 | 0 | 0 | 0 | 0 | 1 | 277.5 | 34.3 | 0 | #DIV/0! | #DIV/0! | #DIV/0! | #DIV/0! | 0 | 0 | 0 | 0 | 0 | 0 | 277.5 | 34.3 | 0 | #DIV/0! | #DIV/0! | 0 | #N/A |  |  |  | #DIV/0! | [5 empty] | #DIV/0! | #DIV/0! | 0 | #N/A |  |  |  | #DIV/0! |  | 0 | 0
| SOFALA | GORONGOZA | GORONGOZA | CS Cudzo | [5 empty] | HC | MoH | SP | 8361.7101 |  | 1 | 1 | No | Collection & Delivery | Fixed & Outreach | [12 empty] | 1 | 1 | 0 | 0 | 0 | 0 | 1 | 36 | 34.3 | 0 | #DIV/0! | 0 | #DIV/0! | #DIV/0! | 0 | 0 | 0 | 0 | 0 | 0 | 36 | 34.3 | 0 | #DIV/0! | #DIV/0! | 0 | #N/A |  |  |  | #DIV/0! | [7 empty] | 0 | 0 |  |  |  | 0 |  | 1 | 1
| SOFALA | GORONGOZA | GORONGOZA | CS Mucodza | [5 empty] | HC | MoH | SP | 10539.3516 |  | 1 | 1 | No | Collection & Delivery | Fixed & Outreach | [12 empty] | 1 | 1 | 0 | 0 | 0 | 0 | 1 | 80.5 | 0 | 0 | #DIV/0! | 0 | #DIV/0! | #DIV/0! | 0 | 0 | 0 | 0 | 0 | 0 | 80.5 | 0 | 0 | #DIV/0! | #DIV/0! | 0 | #N/A |  |  |  | #DIV/0! | [7 empty] | 0 | 0 |  |  |  | 0 |  | 1 | 1
| SOFALA | GORONGOZA | GORONGOZA | CS Muera | [5 empty] | HC | MoH | SP | 6640.1815 |  | 1 | 1 | No | Collection & Delivery | Fixed & Outreach | [12 empty] | 1 | 1 | 0 | 0 | 0 | 0 | 1 | 80.5 | 0 | 0 | #DIV/0! | 0 | #DIV/0! | #DIV/0! | 0 | 0 | 0 | 0 | 0 | 0 | 80.5 | 0 | 0 | #DIV/0! | #DIV/0! | 0 | #N/A |  |  |  | #DIV/0! | [7 empty] | 0 | 0 |  |  |  | 0 |  | 1 | 1
| SOFALA | GORONGOZA | GORONGOZA | CS Nhambondo | [5 empty] | HC | MoH | SP | 14489.4417 |  | 1 | 1 | No | Collection & Delivery | Fixed & Outreach | [12 empty] | 1 | 1 | 0 | 0 | 0 | 0 | 1 | 80.5 | 0 | 0 | #DIV/0! | 0 | #DIV/0! | #DIV/0! | 0 | 0 | 0 | 0 | 0 | 0 | 80.5 | 0 | 0 | #DIV/0! | #DIV/0! | 0 | #N/A |  |  |  | #DIV/0! | [7 empty] | 0 | 0 |  |  |  | 0 |  | 1 | 1
| SOFALA | GORONGOZA | GORONGOZA | CS Nhamissongora | [5 empty] | HC | MoH | SP | 5901.3002 |  | 1 | 1 | No | Collection & Delivery | Fixed & Outreach | [12 empty] | 1 | 1 | 0 | 0 | 0 | 0 | 1 | 20 | 34.3 | 0 | #DIV/0! | 0 | #DIV/0! | #DIV/0! | 0 | 0 | 0 | 0 | 0 | 0 | 20 | 34.3 | 0 | #DIV/0! | #DIV/0! | 0 | #N/A |  |  |  | #DIV/0! | [7 empty] | 0 | 0 |  |  |  | 0 |  | 1 | 1
| SOFALA | GORONGOZA | GORONGOZA | CS Piro | [5 empty] | HC | MoH | SP | 7334.6433 |  | 1 | 1 | No | Collection & Delivery | Fixed & Outreach | [12 empty] | 1 | 1 | 0 | 0 | 0 | 0 | 1 | 20 | 34.3 | 0 | #DIV/0! | 0 | #DIV/0! | #DIV/0! | 0 | 0 | 0 | 0 | 0 | 0 | 20 | 34.3 | 0 | #DIV/0! | #DIV/0! | 0 | #N/A |  |  |  | #DIV/0! | [7 empty] | 0 | 0 |  |  |  | 0 |  | 1 | 1
| SOFALA | GORONGOZA | GORONGOZA | CS Pungue | [5 empty] | HC | MoH | SP | 11388.7402 |  | 1 | 1 | No | Collection & Delivery | Fixed & Outreach | [12 empty] | 1 | 1 | 0 | 0 | 0 | 0 | 1 | 80.5 | 0 | 0 | #DIV/0! | 0 | #DIV/0! | #DIV/0! | 0 | 0 | 0 | 0 | 0 | 0 | 80.5 | 0 | 0 | #DIV/0! | #DIV/0! | 0 | #N/A |  |  |  | #DIV/0! | [7 empty] | 0 | 0 |  |  |  | 0 |  | 1 | 1
| SOFALA | GORONGOZA | GORONGOZA | CS Sede | [5 empty] | HC | MoH | SP | 39234.3832 |  | 1 | 1 | No | Collection & Delivery | Fixed & Outreach | [12 empty] | 1 | 1 | 0 | 0 | 0 | 0 | 1 | 20 | 34.3 | 0 | #DIV/0! | 0 | #DIV/0! | #DIV/0! | 0 | 0 | 0 | 0 | 0 | 0 | 20 | 34.3 | 0 | #DIV/0! | #DIV/0! | 0 | #N/A |  |  |  | #DIV/0! | [7 empty] | 0 | 0 |  |  |  | 0 |  | 1 | 1
| SOFALA | GORONGOZA | GORONGOZA | CS Tsiquir | [5 empty] | HC | MoH | SP | 11383.3231 |  | 1 | 1 | <8 h | Collection & Delivery | Fixed & Outreach | [12 empty] | 1 | 1 | 0 | 0 | 0 | 0 | 1 | 20 | 34.3 | 0 | #DIV/0! | 0 | #DIV/0! | #DIV/0! | 0 | 0 | 0 | 0 | 0 | 0 | 20 | 34.3 | 0 | #DIV/0! | #DIV/0! | 0 | #N/A |  |  |  | #DIV/0! | [7 empty] | 0 | 0 |  |  |  | 0 |  | 1 | 1
| SOFALA | GORONGOZA | GORONGOZA | CS Vunduzi | [5 empty] | HC | MoH | SP | 20185.9786 |  | 1 | 1 | <8 h | Collection & Delivery | Fixed & Outreach | [12 empty] | 1 | 1 | 0 | 0 | 0 | 0 | 1 | 36 | 34.3 | 0 | #DIV/0! | 0 | #DIV/0! | #DIV/0! | 0 | 0 | 0 | 0 | 0 | 0 | 36 | 34.3 | 0 | #DIV/0! | #DIV/0! | 0 | #N/A |  |  |  | #DIV/0! | [7 empty] | 0 | 0 |  |  |  | 0 |  | 1 | 1
| SOFALA | GORONGOZA | GORONGOZA | Posto de Saude de Juchenge | [5 empty] | HC | MoH | SP | 7336.8102 |  | 1 | 1 | No | Collection & Delivery | Fixed & Outreach | [12 empty] | 1 | 1 | 0 | 0 | 0 | 0 | 1 | 80.5 | 0 | 0 | #DIV/0! | 0 | #DIV/0! | #DIV/0! | 0 | 0 | 0 | 0 | 0 | 0 | 80.5 | 0 | 0 | #DIV/0! | #DIV/0! | 0 | #N/A |  |  |  | #DIV/0! | [7 empty] | 0 | 0 |  |  |  | 0 |  | 1 | 1
| SOFALA | GORONGOZA | GORONGOZA | Posto de Saude Domba | [5 empty] | HC | MoH | SP | 2411.6567 |  | 1 | 1 | No | Collection & Delivery | Fixed & Outreach | [12 empty] | 0 | 0 | 0 | 0 | 0 | 0 | 0 | 0 | 0 | 0 | #DIV/0! | 0 | #DIV/0! | #DIV/0! | 0 | 0 | 0 | 0 | 0 | 0 | 0 | 0 | 0 | Extens_Solar | #DIV/0! | 0 | #N/A |  |  |  | 0 | [7 empty] | 0 | 0 |  |  |  | 0 |  | 1 | 1
| SOFALA | GORONGOZA | GORONGOZA | CS Beia-Peia | [5 empty] | HC | MoH | SP | 4485.2915 |  | 1 | 1 | No | Collection & Delivery | Fixed & Outreach | [12 empty] | 0 | 0 | 0 | 0 | 0 | 0 | 0 | 0 | 0 | 0 | #DIV/0! | 0 | #DIV/0! | #DIV/0! | 0 | 0 | 0 | 0 | 0 | 0 | 0 | 0 | 0 | Extens_Solar | #DIV/0! | 0 | #N/A |  |  |  | 0 | [7 empty] | 0 | 0 |  |  |  | 0 |  | 1 | 1
| SOFALA | GORONGOZA | GORONGOZA | CS Buene | [5 empty] | HC | MoH | SP | 3265.3789 |  | 1 | 1 | No | Collection & Delivery | Fixed & Outreach | [12 empty] | 0 | 0 | 0 | 0 | 0 | 0 | 0 | 0 | 0 | 0 | #DIV/0! | 0 | #DIV/0! | #DIV/0! | 0 | 0 | 0 | 0 | 0 | 0 | 0 | 0 | 0 | Extens_Solar | #DIV/0! | 0 | #N/A |  |  |  | 0 | [7 empty] | 0 | 0 |  |  |  | 0 |  | 1 | 1
| SOFALA | CHIBABAVA | CHIBABAVA | Depósito D. CHIBABAVA | [5 empty] | DVS | MoH | LD | 187382.2613 | 152 | 1 | 1 | 8-16 h | Collection & Delivery | No vaccination | [12 empty] | 4 | 4 | 0 | 0 | 0 | 0 | 1 | 140.5 | 102.9 | 0 | #DIV/0! | #DIV/0! | #DIV/0! | #DIV/0! | 0 | 0 | 0 | 0 | 0 | 0 | 140.5 | 102.9 | 0 | #DIV/0! | #DIV/0! | 0 | #N/A |  |  |  | #DIV/0! | [5 empty] | #DIV/0! | #DIV/0! | 0 | #N/A |  |  |  | #DIV/0! |  | 0 | 0
| SOFALA | CHIBABAVA | CHIBABAVA | CS Hoode | [5 empty] | HC | MoH | SP | 12259.7968 |  | 1 | 1 | No | Collection & Delivery | Fixed & Outreach | [12 empty] | 2 | 2 | 0 | 0 | 0 | 0 | 1 | 250.5 | 0 | 0 | #DIV/0! | 0 | #DIV/0! | #DIV/0! | 0 | 0 | 0 | 0 | 0 | 0 | 250.5 | 0 | 0 | #DIV/0! | #DIV/0! | 0 | #N/A |  |  |  | #DIV/0! | [7 empty] | 0 | 0 |  |  |  | 0 |  | 1 | 1
| SOFALA | CHIBABAVA | CHIBABAVA | CS Mangunde | [5 empty] | HC | MoH | SP | 9988.9825 |  | 1 | 1 | <8 h | Collection & Delivery | Fixed & Outreach | [12 empty] | 2 | 2 | 0 | 0 | 0 | 0 | 1 | 340 | 0 | 0 | #DIV/0! | 0 | #DIV/0! | #DIV/0! | 0 | 0 | 0 | 0 | 0 | 0 | 340 | 0 | 0 | #DIV/0! | #DIV/0! | 0 | #N/A |  |  |  | #DIV/0! | [7 empty] | 0 | 0 |  |  |  | 0 |  | 1 | 1
| SOFALA | CHIBABAVA | CHIBABAVA | CS Muligue | [5 empty] | HC | MoH | SP | 15238.0737 |  | 1 | 1 | <8 h | Collection & Delivery | Fixed & Outreach | [12 empty] | 1 | 1 | 0 | 0 | 0 | 0 | 1 | 170 | 0 | 0 | #DIV/0! | 0 | #DIV/0! | #DIV/0! | 0 | 0 | 0 | 0 | 0 | 0 | 170 | 0 | 0 | #DIV/0! | #DIV/0! | 0 | #N/A |  |  |  | #DIV/0! | [7 empty] | 0 | 0 |  |  |  | 0 |  | 1 | 1
| SOFALA | CHIBABAVA | CHIBABAVA | CS Mutindir | [5 empty] | HC | MoH | SP | 10311.8368 |  | 1 | 1 | <8 h | Collection & Delivery | Fixed & Outreach | [12 empty] | 1 | 1 | 0 | 0 | 0 | 0 | 1 | 170 | 0 | 0 | #DIV/0! | 0 | #DIV/0! | #DIV/0! | 0 | 0 | 0 | 0 | 0 | 0 | 170 | 0 | 0 | #DIV/0! | #DIV/0! | 0 | #N/A |  |  |  | #DIV/0! | [7 empty] | 0 | 0 |  |  |  | 0 |  | 1 | 1
| SOFALA | CHIBABAVA | CHIBABAVA | CS Muxeve | [5 empty] | HC | MoH | SP | 15334.4966 |  | 1 | 1 | <8 h | Collection & Delivery | Fixed & Outreach | [12 empty] | 1 | 1 | 0 | 0 | 0 | 0 | 1 | 170 | 0 | 0 | #DIV/0! | 0 | #DIV/0! | #DIV/0! | 0 | 0 | 0 | 0 | 0 | 0 | 170 | 0 | 0 | #DIV/0! | #DIV/0! | 0 | #N/A |  |  |  | #DIV/0! | [7 empty] | 0 | 0 |  |  |  | 0 |  | 1 | 1
| SOFALA | CHIBABAVA | CHIBABAVA | CS Nhango | [5 empty] | HC | MoH | SP | 12108.1202 |  | 1 | 1 | No | Collection & Delivery | Fixed & Outreach | [12 empty] | 1 | 1 | 0 | 0 | 0 | 0 | 1 | 170 | 0 | 0 | #DIV/0! | 0 | #DIV/0! | #DIV/0! | 0 | 0 | 0 | 0 | 0 | 0 | 170 | 0 | 0 | #DIV/0! | #DIV/0! | 0 | #N/A |  |  |  | #DIV/0! | [7 empty] | 0 | 0 |  |  |  | 0 |  | 1 | 1
| SOFALA | CHIBABAVA | CHIBABAVA | CS Panja | [5 empty] | HC | MoH | SP | 12258.7134 |  | 1 | 1 | No | Collection & Delivery | Fixed & Outreach | [12 empty] | 1 | 1 | 0 | 0 | 0 | 0 | 1 | 170 | 0 | 0 | #DIV/0! | 0 | #DIV/0! | #DIV/0! | 0 | 0 | 0 | 0 | 0 | 0 | 170 | 0 | 0 | #DIV/0! | #DIV/0! | 0 | #N/A |  |  |  | #DIV/0! | [7 empty] | 0 | 0 |  |  |  | 0 |  | 1 | 1
| SOFALA | CHIBABAVA | CHIBABAVA | CS Revuè | [5 empty] | HC | MoH | SP | 34912.6856 |  | 1 | 1 | <8 h | Collection & Delivery | Fixed & Outreach | [12 empty] | 1 | 1 | 0 | 0 | 0 | 0 | 1 | 170 | 0 | 0 | #DIV/0! | 0 | #DIV/0! | #DIV/0! | 0 | 0 | 0 | 0 | 0 | 0 | 170 | 0 | 0 | #DIV/0! | #DIV/0! | 0 | #N/A |  |  |  | #DIV/0! | [7 empty] | 0 | 0 |  |  |  | 0 |  | 1 | 1
| SOFALA | CHIBABAVA | CHIBABAVA | CS Sede | [5 empty] | HC | MoH | SP | 17288.9569 |  | 1 | 1 | No | Collection & Delivery | Fixed & Outreach | [12 empty] | 1 | 1 | 0 | 0 | 0 | 0 | 1 | 170 | 0 | 0 | #DIV/0! | 0 | #DIV/0! | #DIV/0! | 0 | 0 | 0 | 0 | 0 | 0 | 170 | 0 | 0 | #DIV/0! | #DIV/0! | 0 | #N/A |  |  |  | #DIV/0! | [7 empty] | 0 | 0 |  |  |  | 0 |  | 1 | 1
| SOFALA | CHIBABAVA | CHIBABAVA | CS Tronga | [5 empty] | HC | MoH | SP | 1275.1662 |  | 1 | 1 | No | Collection & Delivery | Fixed & Outreach | [12 empty] | 1 | 1 | 0 | 0 | 0 | 0 | 1 | 170 | 0 | 0 | #DIV/0! | 0 | #DIV/0! | #DIV/0! | 0 | 0 | 0 | 0 | 0 | 0 | 170 | 0 | 0 | #DIV/0! | #DIV/0! | 0 | #N/A |  |  |  | #DIV/0! | [7 empty] | 0 | 0 |  |  |  | 0 |  | 1 | 1
| SOFALA | CHIBABAVA | CHIBABAVA | CS Zove | [5 empty] | HC | MoH | SP | 1439.8436 |  | 1 | 1 | <8 h | Collection & Delivery | Fixed & Outreach | [12 empty] | 1 | 1 | 0 | 0 | 0 | 0 | 1 | 170 | 0 | 0 | #DIV/0! | 0 | #DIV/0! | #DIV/0! | 0 | 0 | 0 | 0 | 0 | 0 | 170 | 0 | 0 | #DIV/0! | #DIV/0! | 0 | #N/A |  |  |  | #DIV/0! | [7 empty] | 0 | 0 |  |  |  | 0 |  | 1 | 1
| SOFALA | CHIBABAVA | CHIBABAVA | Hospital Rural de Muxungue | [5 empty] | HC | MoH | SP | 26487.0547 |  | 1 | 1 | No | Collection & Delivery | Fixed & Outreach | [12 empty] | 2 | 2 | 0 | 0 | 0 | 0 | 1 | 206 | 34.3 | 0 | #DIV/0! | 0 | #DIV/0! | #DIV/0! | 0 | 0 | 0 | 0 | 0 | 0 | 206 | 34.3 | 0 | #DIV/0! | #DIV/0! | 0 | #N/A |  |  |  | #DIV/0! | [7 empty] | 0 | 0 |  |  |  | 0 |  | 1 | 1
| SOFALA | CHIBABAVA | CHIBABAVA | PS MASSEQUESSA | [5 empty] | RH | MoH | SP | 4651.0523 |  | 1 | 1 | No | Collection & Delivery | Fixed & Outreach | [12 empty] | 1 | 1 | 0 | 0 | 0 | 0 | 1 | 80.5 | 0 | 0 | #DIV/0! | 0 | #DIV/0! | #DIV/0! | 0 | 0 | 0 | 0 | 0 | 0 | 80.5 | 0 | 0 | #DIV/0! | #DIV/0! | 0 | #N/A |  |  |  | #DIV/0! | [7 empty] | 0 | 0 |  |  |  | 0 |  | 1 | 1
| SOFALA | CHIBABAVA | CHIBABAVA | Centro de saude igreja baptista | [5 empty] | RH | MoH | SP | 8853.5754 |  | 1 | 1 | <8 h | Collection & Delivery | Fixed & Outreach | [12 empty] | 0 | 0 | 0 | 0 | 0 | 0 | 0 | 0 | 0 | 0 | #DIV/0! | 0 | #DIV/0! | #DIV/0! | 0 | 0 | 0 | 0 | 0 | 0 | 0 | 0 | 0 | Extens_Solar | #DIV/0! | 0 | #N/A |  |  |  | 0 | [7 empty] | 0 | 0 |  |  |  | 0 |  | 1 | 1
| SOFALA | CHIBABAVA | CHIBABAVA | Centro de saude de sengo | [5 empty] | HC | MoH | SP | 4973.9066 |  | 1 | 1 | No | Collection & Delivery | Fixed & Outreach | [12 empty] | 0 | 0 | 0 | 0 | 0 | 0 | 0 | 0 | 0 | 0 | #DIV/0! | 0 | #DIV/0! | #DIV/0! | 0 | 0 | 0 | 0 | 0 | 0 | 0 | 0 | 0 | Extens_Solar | #DIV/0! | 0 | #N/A |  |  |  | 0 | [7 empty] | 0 | 0 |  |  |  | 0 |  | 1 | 1
| SOFALA | NHAMATANDA | NHAMATANDA | Depósito D. NHAMATANDA | [5 empty] | DVS | MoH | LD | 566573.5716 | 106 | 1 | 1 | 8-16 h | Collection & Delivery | No vaccination | [12 empty] | 4 | 4 | 0 | 0 | 0 | 0 | 1 | 261.5 | 34.3 | 0 | #DIV/0! | #DIV/0! | #DIV/0! | #DIV/0! | 0 | 0 | 0 | 0 | 0 | 0 | 261.5 | 34.3 | 0 | #DIV/0! | #DIV/0! | 0 | #N/A |  |  |  | #DIV/0! | [5 empty] | #DIV/0! | #DIV/0! | 0 | #N/A |  |  |  | #DIV/0! |  | 0 | 0
| SOFALA | NHAMATANDA | NHAMATANDA | CS Chiro | [5 empty] | HC | MoH | SP | 34136 |  | 1 | 1 | No | Collection & Delivery | Fixed & Outreach | [12 empty] | 2 | 2 | 0 | 0 | 0 | 0 | 1 | 100.5 | 34.3 | 0 | #DIV/0! | 0 | #DIV/0! | #DIV/0! | 0 | 0 | 0 | 0 | 0 | 0 | 100.5 | 34.3 | 0 | #DIV/0! | #DIV/0! | 0 | #N/A |  |  |  | #DIV/0! | [7 empty] | 0 | 0 |  |  |  | 0 |  | 1 | 1
| SOFALA | NHAMATANDA | NHAMATANDA | CS Jasse Manguena | [5 empty] | HC | MoH | SP | 44685 |  | 1 | 1 | <8 h | Collection & Delivery | Fixed & Outreach | [12 empty] | 1 | 1 | 0 | 0 | 0 | 0 | 1 | 20 | 34.3 | 0 | #DIV/0! | 0 | #DIV/0! | #DIV/0! | 0 | 0 | 0 | 0 | 0 | 0 | 20 | 34.3 | 0 | #DIV/0! | #DIV/0! | 0 | #N/A |  |  |  | #DIV/0! | [7 empty] | 0 | 0 |  |  |  | 0 |  | 1 | 1
| SOFALA | NHAMATANDA | NHAMATANDA | CS Lamego | [5 empty] | HC | MoH | SP | 24126.318 |  | 1 | 1 | No | Collection & Delivery | Fixed & Outreach | [12 empty] | 1 | 1 | 0 | 0 | 0 | 0 | 1 | 20 | 34.3 | 0 | #DIV/0! | 0 | #DIV/0! | #DIV/0! | 0 | 0 | 0 | 0 | 0 | 0 | 20 | 34.3 | 0 | #DIV/0! | #DIV/0! | 0 | #N/A |  |  |  | #DIV/0! | [7 empty] | 0 | 0 |  |  |  | 0 |  | 1 | 1
| SOFALA | NHAMATANDA | NHAMATANDA | CS Macorococho | [5 empty] | HC | MoH | SP | 28964 |  | 1 | 1 | No | Collection & Delivery | Fixed & Outreach | [12 empty] | 1 | 1 | 0 | 0 | 0 | 0 | 1 | 20 | 34.3 | 0 | #DIV/0! | 0 | #DIV/0! | #DIV/0! | 0 | 0 | 0 | 0 | 0 | 0 | 20 | 34.3 | 0 | #DIV/0! | #DIV/0! | 0 | #N/A |  |  |  | #DIV/0! | [7 empty] | 0 | 0 |  |  |  | 0 |  | 1 | 1
| SOFALA | NHAMATANDA | NHAMATANDA | CS Mbimbiri | [5 empty] | HC | MoH | SP | 27104 |  | 1 | 1 | <8 h | Collection & Delivery | Fixed & Outreach | [12 empty] | 1 | 1 | 0 | 0 | 0 | 0 | 1 | 20 | 34.3 | 0 | #DIV/0! | 0 | #DIV/0! | #DIV/0! | 0 | 0 | 0 | 0 | 0 | 0 | 20 | 34.3 | 0 | #DIV/0! | #DIV/0! | 0 | #N/A |  |  |  | #DIV/0! | [7 empty] | 0 | 0 |  |  |  | 0 |  | 1 | 1
| SOFALA | NHAMATANDA | NHAMATANDA | CS Mecuze-Puaze | [5 empty] | HC | MoH | SP | 15454.7544 |  | 1 | 1 | No | Collection & Delivery | Fixed & Outreach | [12 empty] | 1 | 1 | 0 | 0 | 0 | 0 | 1 | 20 | 34.3 | 0 | #DIV/0! | 0 | #DIV/0! | #DIV/0! | 0 | 0 | 0 | 0 | 0 | 0 | 20 | 34.3 | 0 | #DIV/0! | #DIV/0! | 0 | #N/A |  |  |  | #DIV/0! | [7 empty] | 0 | 0 |  |  |  | 0 |  | 1 | 1
| SOFALA | NHAMATANDA | NHAMATANDA | CS Metuchira | [5 empty] | HC | MoH | SP | 43675.2551 |  | 1 | 1 | No | Collection & Delivery | Fixed & Outreach | [12 empty] | 1 | 1 | 0 | 0 | 0 | 0 | 1 | 55.5 | 0 | 0 | #DIV/0! | 0 | #DIV/0! | #DIV/0! | 0 | 0 | 0 | 0 | 0 | 0 | 55.5 | 0 | 0 | #DIV/0! | #DIV/0! | 0 | #N/A |  |  |  | #DIV/0! | [7 empty] | 0 | 0 |  |  |  | 0 |  | 1 | 1
| SOFALA | NHAMATANDA | NHAMATANDA | CS Muda | [5 empty] | HC | MoH | SP | 18321 |  | 1 | 1 | No | Collection & Delivery | Fixed & Outreach | [12 empty] | 1 | 1 | 0 | 0 | 0 | 0 | 1 | 55.5 | 0 | 0 | #DIV/0! | 0 | #DIV/0! | #DIV/0! | 0 | 0 | 0 | 0 | 0 | 0 | 55.5 | 0 | 0 | #DIV/0! | #DIV/0! | 0 | #N/A |  |  |  | #DIV/0! | [7 empty] | 0 | 0 |  |  |  | 0 |  | 1 | 1
| SOFALA | NHAMATANDA | NHAMATANDA | CS Mutondo | [5 empty] | HC | MoH | SP | 12347.5525 |  | 1 | 1 | <8 h | Collection & Delivery | Fixed & Outreach | [12 empty] | 1 | 1 | 0 | 0 | 0 | 0 | 1 | 55.5 | 0 | 0 | #DIV/0! | 0 | #DIV/0! | #DIV/0! | 0 | 0 | 0 | 0 | 0 | 0 | 55.5 | 0 | 0 | #DIV/0! | #DIV/0! | 0 | #N/A |  |  |  | #DIV/0! | [7 empty] | 0 | 0 |  |  |  | 0 |  | 1 | 1
| SOFALA | NHAMATANDA | NHAMATANDA | CS Nharuchonga | [5 empty] | HC | MoH | SP | 22311 |  | 1 | 1 | No | Collection & Delivery | Fixed & Outreach | [12 empty] | 1 | 1 | 0 | 0 | 0 | 0 | 1 | 55.5 | 0 | 0 | #DIV/0! | 0 | #DIV/0! | #DIV/0! | 0 | 0 | 0 | 0 | 0 | 0 | 55.5 | 0 | 0 | #DIV/0! | #DIV/0! | 0 | #N/A |  |  |  | #DIV/0! | [7 empty] | 0 | 0 |  |  |  | 0 |  | 1 | 1
| SOFALA | NHAMATANDA | NHAMATANDA | CS Sede | [5 empty] | HC | MoH | SP | 58653.3119 |  | 1 | 1 | No | Collection & Delivery | Fixed & Outreach | [12 empty] | 1 | 1 | 0 | 0 | 0 | 0 | 1 | 55.5 | 0 | 0 | #DIV/0! | 0 | #DIV/0! | #DIV/0! | 0 | 0 | 0 | 0 | 0 | 0 | 55.5 | 0 | 0 | #DIV/0! | #DIV/0! | 0 | #N/A |  |  |  | #DIV/0! | [7 empty] | 0 | 0 |  |  |  | 0 |  | 1 | 1
| SOFALA | NHAMATANDA | NHAMATANDA | CS Siluvo | [5 empty] | HC | MoH | SP | 15805.7772 |  | 1 | 1 | <8 h | Collection & Delivery | Fixed & Outreach | [12 empty] | 1 | 1 | 0 | 0 | 0 | 0 | 1 | 55.5 | 0 | 0 | #DIV/0! | 0 | #DIV/0! | #DIV/0! | 0 | 0 | 0 | 0 | 0 | 0 | 55.5 | 0 | 0 | #DIV/0! | #DIV/0! | 0 | #N/A |  |  |  | #DIV/0! | [7 empty] | 0 | 0 |  |  |  | 0 |  | 1 | 1
| SOFALA | NHAMATANDA | NHAMATANDA | CS Tica | [5 empty] | HC | MoH | SP | 82223.8437 |  | 1 | 1 | <8 h | Collection & Delivery | Fixed & Outreach | [12 empty] | 1 | 1 | 0 | 0 | 0 | 0 | 1 | 55.5 | 0 | 0 | #DIV/0! | 0 | #DIV/0! | #DIV/0! | 0 | 0 | 0 | 0 | 0 | 0 | 55.5 | 0 | 0 | #DIV/0! | #DIV/0! | 0 | #N/A |  |  |  | #DIV/0! | [7 empty] | 0 | 0 |  |  |  | 0 |  | 1 | 1
| SOFALA | NHAMATANDA | NHAMATANDA | CS Vinho | [5 empty] | HC | MoH | SP | 26480 |  | 1 | 1 | <8 h | Collection & Delivery | Fixed & Outreach | [12 empty] | 1 | 1 | 0 | 0 | 0 | 0 | 1 | 55.5 | 0 | 0 | #DIV/0! | 0 | #DIV/0! | #DIV/0! | 0 | 0 | 0 | 0 | 0 | 0 | 55.5 | 0 | 0 | #DIV/0! | #DIV/0! | 0 | #N/A |  |  |  | #DIV/0! | [7 empty] | 0 | 0 |  |  |  | 0 |  | 1 | 1
| SOFALA | NHAMATANDA | NHAMATANDA | PS Nhampoca | [5 empty] | HC | MoH | SP | 21471.9788 |  | 1 | 1 | <8 h | Collection & Delivery | Fixed & Outreach | [12 empty] | 2 | 2 | 0 | 0 | 0 | 0 | 1 | 111 | 0 | 0 | #DIV/0! | 0 | #DIV/0! | #DIV/0! | 0 | 0 | 0 | 0 | 0 | 0 | 111 | 0 | 0 | #DIV/0! | #DIV/0! | 0 | #N/A |  |  |  | #DIV/0! | [7 empty] | 0 | 0 |  |  |  | 0 |  | 1 | 1
| SOFALA | NHAMATANDA | NHAMATANDA | C.S. Catondo | [5 empty] | HC | MoH | SP | 22691 |  | 1 | 1 | No | Collection & Delivery | Fixed & Outreach | [12 empty] | 0 | 0 | 0 | 0 | 0 | 0 | 0 | 0 | 0 | 0 | #DIV/0! | 0 | #DIV/0! | #DIV/0! | 0 | 0 | 0 | 0 | 0 | 0 | 0 | 0 | 0 | Extens_Solar | #DIV/0! | 0 | #N/A |  |  |  | 0 | [7 empty] | 0 | 0 |  |  |  | 0 |  | 1 | 1
| SOFALA | NHAMATANDA | NHAMATANDA | C.S. Chimwala | [5 empty] | HC | MoH | SP | 68123 |  | 1 | 1 | No | Collection & Delivery | Fixed & Outreach | [12 empty] | 0 | 0 | 0 | 0 | 0 | 0 | 0 | 0 | 0 | 0 | #DIV/0! | 0 | #DIV/0! | #DIV/0! | 0 | 0 | 0 | 0 | 0 | 0 | 0 | 0 | 0 | Extens_Solar | #DIV/0! | 0 | #N/A |  |  |  | 0 | [7 empty] | 0 | 0 |  |  |  | 0 |  | 1 | 1
| SOFALA | DONDO | DONDO | Depósito D. DONDO | [5 empty] | DVS | MoH | LD | 352577 | 35 | 1 | 1 | 8-16 h | Collection & Delivery | No vaccination | [12 empty] | 4 | 4 | 1 | 0 | 0 | 0 | 1 | 297 | 281 | 0 | #DIV/0! | #DIV/0! | #DIV/0! | #DIV/0! | 0 | 0 | 0 | 0 | 0 | 0 | 297 | 281 | 0 | #DIV/0! | #DIV/0! | 0 | #N/A |  |  |  | #DIV/0! | [5 empty] | #DIV/0! | #DIV/0! | 0 | #N/A |  |  |  | #DIV/0! |  | 0 | 0
| SOFALA | DONDO | DONDO | CS Canhandula | [5 empty] | HC | MoH | SP | 8979.2502 |  | 1 | 1 | <8 h | Collection & Delivery | Fixed & Outreach | [12 empty] | 3 | 3 | 0 | 0 | 0 | 0 | 1 | 120.5 | 68.6 | 0 | #DIV/0! | 0 | #DIV/0! | #DIV/0! | 0 | 0 | 0 | 0 | 0 | 0 | 120.5 | 68.6 | 0 | #DIV/0! | #DIV/0! | 0 | #N/A |  |  |  | #DIV/0! | [7 empty] | 0 | 0 |  |  |  | 0 |  | 1 | 1
| SOFALA | DONDO | DONDO | CS Chibuabuabua | [5 empty] | HC | MoH | SP | 5332.5132 |  | 1 | 1 | No | Collection & Delivery | Fixed & Outreach | [12 empty] | 1 | 1 | 0 | 0 | 0 | 0 | 1 | 36 | 34.3 | 0 | #DIV/0! | 0 | #DIV/0! | #DIV/0! | 0 | 0 | 0 | 0 | 0 | 0 | 36 | 34.3 | 0 | #DIV/0! | #DIV/0! | 0 | #N/A |  |  |  | #DIV/0! | [7 empty] | 0 | 0 |  |  |  | 0 |  | 1 | 1
| SOFALA | DONDO | DONDO | CS Chinamacondo | [5 empty] | HC | MoH | SP | 4977.1568 |  | 1 | 1 | <8 h | Collection & Delivery | Fixed & Outreach | [12 empty] | 1 | 1 | 0 | 0 | 0 | 0 | 1 | 36 | 34.3 | 0 | #DIV/0! | 0 | #DIV/0! | #DIV/0! | 0 | 0 | 0 | 0 | 0 | 0 | 36 | 34.3 | 0 | #DIV/0! | #DIV/0! | 0 | #N/A |  |  |  | #DIV/0! | [7 empty] | 0 | 0 |  |  |  | 0 |  | 1 | 1
| SOFALA | DONDO | DONDO | CS Lusalite | [5 empty] | HC | MoH | SP | 8380.128 |  | 1 | 1 | No | Collection & Delivery | Fixed & Outreach | [12 empty] | 1 | 1 | 0 | 0 | 0 | 0 | 1 | 20 | 34.3 | 0 | #DIV/0! | 0 | #DIV/0! | #DIV/0! | 0 | 0 | 0 | 0 | 0 | 0 | 20 | 34.3 | 0 | #DIV/0! | #DIV/0! | 0 | #N/A |  |  |  | #DIV/0! | [7 empty] | 0 | 0 |  |  |  | 0 |  | 1 | 1
| SOFALA | DONDO | DONDO | CS Macharote | [5 empty] | HC | MoH | SP | 9471.1155 |  | 1 | 1 | No | Collection & Delivery | Fixed & Outreach | [12 empty] | 1 | 1 | 0 | 0 | 0 | 0 | 1 | 20 | 34.3 | 0 | #DIV/0! | 0 | #DIV/0! | #DIV/0! | 0 | 0 | 0 | 0 | 0 | 0 | 20 | 34.3 | 0 | #DIV/0! | #DIV/0! | 0 | #N/A |  |  |  | #DIV/0! | [7 empty] | 0 | 0 |  |  |  | 0 |  | 1 | 1
| SOFALA | DONDO | DONDO | CS Mafambisse | [5 empty] | HC | MoH | SP | 49152.9444 |  | 1 | 1 | <8 h | Collection & Delivery | Fixed & Outreach | [12 empty] | 1 | 1 | 0 | 0 | 0 | 0 | 1 | 20 | 34.3 | 0 | #DIV/0! | 0 | #DIV/0! | #DIV/0! | 0 | 0 | 0 | 0 | 0 | 0 | 20 | 34.3 | 0 | #DIV/0! | #DIV/0! | 0 | #N/A |  |  |  | #DIV/0! | [7 empty] | 0 | 0 |  |  |  | 0 |  | 1 | 1
| SOFALA | DONDO | DONDO | CS Mutua | [5 empty] | HC | MoH | SP | 13175.2729 |  | 1 | 1 | No | Collection & Delivery | Fixed & Outreach | [12 empty] | 1 | 1 | 0 | 0 | 0 | 0 | 1 | 20 | 34.3 | 0 | #DIV/0! | 0 | #DIV/0! | #DIV/0! | 0 | 0 | 0 | 0 | 0 | 0 | 20 | 34.3 | 0 | #DIV/0! | #DIV/0! | 0 | #N/A |  |  |  | #DIV/0! | [7 empty] | 0 | 0 |  |  |  | 0 |  | 1 | 1
| SOFALA | DONDO | DONDO | CS Nhamainga | [5 empty] | HC | MoH | SP | 4463.6234 |  | 1 | 1 | <8 h | Collection & Delivery | Fixed & Outreach | [12 empty] | 1 | 1 | 0 | 0 | 0 | 0 | 1 | 20 | 34.3 | 0 | #DIV/0! | 0 | #DIV/0! | #DIV/0! | 0 | 0 | 0 | 0 | 0 | 0 | 20 | 34.3 | 0 | #DIV/0! | #DIV/0! | 0 | #N/A |  |  |  | #DIV/0! | [7 empty] | 0 | 0 |  |  |  | 0 |  | 1 | 1
| SOFALA | DONDO | DONDO | CS Samora Machel | [5 empty] | HC | MoH | SP | 4393.2022 |  | 1 | 1 | <8 h | Collection & Delivery | Fixed & Outreach | [12 empty] | 1 | 1 | 0 | 0 | 0 | 0 | 1 | 20 | 34.3 | 0 | #DIV/0! | 0 | #DIV/0! | #DIV/0! | 0 | 0 | 0 | 0 | 0 | 0 | 20 | 34.3 | 0 | #DIV/0! | #DIV/0! | 0 | #N/A |  |  |  | #DIV/0! | [7 empty] | 0 | 0 |  |  |  | 0 |  | 1 | 1
| SOFALA | DONDO | DONDO | CS Savane | [5 empty] | HC | MoH | SP | 15014.8925 |  | 1 | 1 | <8 h | Collection & Delivery | Fixed & Outreach | [12 empty] | 1 | 1 | 0 | 0 | 0 | 0 | 1 | 0 | 0 | 0 | #DIV/0! | 0 | #DIV/0! | #DIV/0! | 1 | 0 | 0 | 0 | 0 | 1 | 0 | 0 | 0 | #DIV/0! | #DIV/0! | 0 | #N/A |  |  |  | #DIV/0! | [7 empty] | 0 | 0 |  |  |  | 0 |  | 1 | 1
| SOFALA | DONDO | DONDO | CS Sede | [5 empty] | HC | MoH | SP | 48379.3942 |  | 1 | 1 | <8 h | Collection & Delivery | Fixed & Outreach | [12 empty] | 1 | 1 | 0 | 0 | 0 | 0 | 1 | 20 | 34.3 | 0 | #DIV/0! | 0 | #DIV/0! | #DIV/0! | 0 | 0 | 0 | 0 | 0 | 0 | 20 | 34.3 | 0 | #DIV/0! | #DIV/0! | 0 | #N/A |  |  |  | #DIV/0! | [7 empty] | 0 | 0 |  |  |  | 0 |  | 1 | 1
| SOFALA | DONDO | DONDO | CS Thundane | [5 empty] | HC | MoH | SP | 4393.2022 |  | 1 | 1 | <8 h | Collection & Delivery | Fixed & Outreach | [12 empty] | 1 | 1 | 0 | 0 | 0 | 0 | 1 | 20 | 34.3 | 0 | #DIV/0! | 0 | #DIV/0! | #DIV/0! | 0 | 0 | 0 | 0 | 0 | 0 | 20 | 34.3 | 0 | #DIV/0! | #DIV/0! | 0 | #N/A |  |  |  | #DIV/0! | [7 empty] | 0 | 0 |  |  |  | 0 |  | 1 | 1
| SOFALA | DONDO | DONDO | CS Canda | [5 empty] | HC | MoH | SP | 31637.5561 |  | 1 | 1 | <8 h | Collection & Delivery | Fixed & Outreach | [12 empty] | 0 | 0 | 0 | 0 | 0 | 0 | 0 | 0 | 0 | 0 | #DIV/0! | 0 | #DIV/0! | #DIV/0! | 0 | 0 | 0 | 0 | 0 | 0 | 0 | 0 | 0 | Extens_Solar | #DIV/0! | 0 | #N/A |  |  |  | 0 | [7 empty] | 0 | 0 |  |  |  | 0 |  | 1 | 1
| SOFALA | DONDO | DONDO | CS Casa Banana | [5 empty] | HC | MoH | SP | 10147.1595 |  | 1 | 1 | No | Collection & Delivery | Fixed & Outreach | [12 empty] | 0 | 0 | 0 | 0 | 0 | 0 | 0 | 0 | 0 | 0 | #DIV/0! | 0 | #DIV/0! | #DIV/0! | 0 | 0 | 0 | 0 | 0 | 0 | 0 | 0 | 0 | Extens_Solar | #DIV/0! | 0 | #N/A |  |  |  | 0 | [7 empty] | 0 | 0 |  |  |  | 0 |  | 1 | 1
| SOFALA | MUANZA | MUANZA | Depósito D. MUANZA | [5 empty] | DVS | MoH | LD | 57075.876 | 126 | 1 | 1 | 8-16 h | Collection & Delivery | No vaccination | [12 empty] | 4 | 4 | 0 | 0 | 0 | 0 | 1 | 330 | 68.6 | 0 | #DIV/0! | #DIV/0! | #DIV/0! | #DIV/0! | 0 | 0 | 0 | 0 | 0 | 0 | 330 | 68.6 | 0 | #DIV/0! | #DIV/0! | 0 | #N/A |  |  |  | #DIV/0! | [5 empty] | #DIV/0! | #DIV/0! | 0 | #N/A |  |  |  | #DIV/0! |  | 0 | 0
| SOFALA | MUANZA | MUANZA | CS Nhansato | [5 empty] | HC | MoH | SP | 9052.9217 |  | 1 | 1 | No | Collection & Delivery | Fixed & Outreach | [12 empty] | 2 | 2 | 0 | 0 | 0 | 0 | 1 | 56 | 68.6 | 0 | #DIV/0! | 0 | #DIV/0! | #DIV/0! | 0 | 0 | 0 | 0 | 0 | 0 | 56 | 68.6 | 0 | #DIV/0! | #DIV/0! | 0 | #N/A |  |  |  | #DIV/0! | [7 empty] | 0 | 0 |  |  |  | 0 |  | 1 | 1
| SOFALA | MUANZA | MUANZA | CS Nsituculo | [5 empty] | HC | MoH | SP | 7192.7175 |  | 1 | 1 | No | Collection & Delivery | Fixed & Outreach | [12 empty] | 1 | 1 | 0 | 0 | 0 | 0 | 1 | 20 | 34.3 | 0 | #DIV/0! | 0 | #DIV/0! | #DIV/0! | 0 | 0 | 0 | 0 | 0 | 0 | 20 | 34.3 | 0 | #DIV/0! | #DIV/0! | 0 | #N/A |  |  |  | #DIV/0! | [7 empty] | 0 | 0 |  |  |  | 0 |  | 1 | 1
| SOFALA | MUANZA | MUANZA | CS Sanguzi muana | [5 empty] | HC | MoH | SP | 5666.2016 |  | 1 | 1 | No | Collection & Delivery | Fixed & Outreach | [12 empty] | 1 | 1 | 0 | 0 | 0 | 0 | 1 | 145 | 0 | 0 | #DIV/0! | 0 | #DIV/0! | #DIV/0! | 0 | 0 | 0 | 0 | 0 | 0 | 145 | 0 | 0 | #DIV/0! | #DIV/0! | 0 | #N/A |  |  |  | #DIV/0! | [7 empty] | 0 | 0 |  |  |  | 0 |  | 1 | 1
| SOFALA | MUANZA | MUANZA | CS Sede | [5 empty] | HC | MoH | SP | 6427.8344 |  | 1 | 1 | No | Collection & Delivery | Fixed & Outreach | [12 empty] | 1 | 1 | 0 | 0 | 0 | 0 | 1 | 145 | 0 | 0 | #DIV/0! | 0 | #DIV/0! | #DIV/0! | 0 | 0 | 0 | 0 | 0 | 0 | 145 | 0 | 0 | #DIV/0! | #DIV/0! | 0 | #N/A |  |  |  | #DIV/0! | [7 empty] | 0 | 0 |  |  |  | 0 |  | 1 | 1
| SOFALA | MUANZA | MUANZA | CS Cheadea | [5 empty] | HC | MoH | SP | 12880.5871 |  | 1 | 1 | No | Collection & Delivery | Fixed & Outreach | [12 empty] | 0 | 0 | 0 | 0 | 0 | 0 | 0 | 0 | 0 | 0 | #DIV/0! | 0 | #DIV/0! | #DIV/0! | 0 | 0 | 0 | 0 | 0 | 0 | 0 | 0 | 0 | Extens_Solar | #DIV/0! | 0 | #N/A |  |  |  | 0 | [7 empty] | 0 | 0 |  |  |  | 0 |  | 1 | 1
| SOFALA | MUANZA | MUANZA | CS Chirassicua | [5 empty] | HC | MoH | SP | 15855.6138 |  | 1 | 1 | <8 h | Collection & Delivery | Fixed & Outreach | [12 empty] | 0 | 0 | 0 | 0 | 0 | 0 | 0 | 0 | 0 | 0 | #DIV/0! | 0 | #DIV/0! | #DIV/0! | 0 | 0 | 0 | 0 | 0 | 0 | 0 | 0 | 0 | Extens_Solar | #DIV/0! | 0 | #N/A |  |  |  | 0 | [7 empty] | 0 | 0 |  |  |  | 0 |  | 1 | 1
| SOFALA | BUZI | BUZI | Depósito D. BUZI | [5 empty] | DVS | MoH | LD | 234207 | 65 | 1 | 1 | 8-16 h | Collection & Delivery | No vaccination | [12 empty] | 4 | 4 | 0 | 0 | 0 | 0 | 1 | 112 | 137.2 | 0 | #DIV/0! | #DIV/0! | #DIV/0! | #DIV/0! | 0 | 0 | 0 | 0 | 0 | 0 | 112 | 137.2 | 0 | #DIV/0! | #DIV/0! | 0 | #N/A |  |  |  | #DIV/0! | [5 empty] | #DIV/0! | #DIV/0! | 0 | #N/A |  |  |  | #DIV/0! |  | 0 | 0
| SOFALA | BUZI | BUZI | CS Barada | [5 empty] | HC | MoH | SP | 7686 |  | 1 | 1 | No | Collection & Delivery | Fixed & Outreach | [12 empty] | 1 | 1 | 0 | 0 | 0 | 0 | 1 | 20 | 34.3 | 0 | #DIV/0! | 0 | #DIV/0! | #DIV/0! | 0 | 0 | 0 | 0 | 0 | 0 | 20 | 34.3 | 0 | #DIV/0! | #DIV/0! | 0 | #N/A |  |  |  | #DIV/0! | [7 empty] | 0 | 0 |  |  |  | 0 |  | 1 | 1
| SOFALA | BUZI | BUZI | CS Bura | [5 empty] | HC | MoH | SP | 10705 |  | 1 | 1 | <8 h | Collection & Delivery | Fixed & Outreach | [12 empty] | 1 | 1 | 0 | 0 | 0 | 0 | 1 | 36 | 34.3 | 0 | #DIV/0! | 0 | #DIV/0! | #DIV/0! | 0 | 0 | 0 | 0 | 0 | 0 | 36 | 34.3 | 0 | #DIV/0! | #DIV/0! | 0 | #N/A |  |  |  | #DIV/0! | [7 empty] | 0 | 0 |  |  |  | 0 |  | 1 | 1
| SOFALA | BUZI | BUZI | CS Chissinguana | [5 empty] | HC | MoH | SP | 18038 |  | 1 | 1 | <8 h | Collection & Delivery | Fixed & Outreach | [12 empty] | 1 | 1 | 0 | 0 | 0 | 0 | 1 | 36 | 34.3 | 0 | #DIV/0! | 0 | #DIV/0! | #DIV/0! | 0 | 0 | 0 | 0 | 0 | 0 | 36 | 34.3 | 0 | #DIV/0! | #DIV/0! | 0 | #N/A |  |  |  | #DIV/0! | [7 empty] | 0 | 0 |  |  |  | 0 |  | 1 | 1
| SOFALA | BUZI | BUZI | CS Danga | [5 empty] | HC | MoH | SP | 7470 |  | 1 | 1 | <8 h | Collection & Delivery | Fixed & Outreach | [12 empty] | 1 | 1 | 0 | 0 | 0 | 0 | 1 | 36 | 34.3 | 0 | #DIV/0! | 0 | #DIV/0! | #DIV/0! | 0 | 0 | 0 | 0 | 0 | 0 | 36 | 34.3 | 0 | #DIV/0! | #DIV/0! | 0 | #N/A |  |  |  | #DIV/0! | [7 empty] | 0 | 0 |  |  |  | 0 |  | 1 | 1
| SOFALA | BUZI | BUZI | CS Estaquinha | [5 empty] | HC | MoH | SP | 25880.3486 |  | 1 | 1 | No | Collection & Delivery | Fixed & Outreach | [12 empty] | 1 | 1 | 0 | 0 | 0 | 0 | 1 | 36 | 34.3 | 0 | #DIV/0! | 0 | #DIV/0! | #DIV/0! | 0 | 0 | 0 | 0 | 0 | 0 | 36 | 34.3 | 0 | #DIV/0! | #DIV/0! | 0 | #N/A |  |  |  | #DIV/0! | [7 empty] | 0 | 0 |  |  |  | 0 |  | 1 | 1
| SOFALA | BUZI | BUZI | CS Grudja | [5 empty] | HC | MoH | SP | 15018 |  | 1 | 1 | <8 h | Collection & Delivery | Fixed & Outreach | [12 empty] | 1 | 1 | 0 | 0 | 0 | 0 | 1 | 20 | 34.3 | 0 | #DIV/0! | 0 | #DIV/0! | #DIV/0! | 0 | 0 | 0 | 0 | 0 | 0 | 20 | 34.3 | 0 | #DIV/0! | #DIV/0! | 0 | #N/A |  |  |  | #DIV/0! | [7 empty] | 0 | 0 |  |  |  | 0 |  | 1 | 1
| SOFALA | BUZI | BUZI | CS Guara-Guara | [5 empty] | HC | MoH | SP | 18979.0668 |  | 1 | 1 | <8 h | Collection & Delivery | Fixed & Outreach | [12 empty] | 1 | 1 | 0 | 0 | 0 | 0 | 1 | 145 | 0 | 0 | #DIV/0! | 0 | #DIV/0! | #DIV/0! | 0 | 0 | 0 | 0 | 0 | 0 | 145 | 0 | 0 | #DIV/0! | #DIV/0! | 0 | #N/A |  |  |  | #DIV/0! | [7 empty] | 0 | 0 |  |  |  | 0 |  | 1 | 1
| SOFALA | BUZI | BUZI | CS Inhamichindo | [5 empty] | HC | MoH | SP | 19410.2615 |  | 1 | 1 | No | Collection & Delivery | Fixed & Outreach | [12 empty] | 1 | 1 | 0 | 0 | 0 | 0 | 1 | 145 | 0 | 0 | #DIV/0! | 0 | #DIV/0! | #DIV/0! | 0 | 0 | 0 | 0 | 0 | 0 | 145 | 0 | 0 | #DIV/0! | #DIV/0! | 0 | #N/A |  |  |  | #DIV/0! | [7 empty] | 0 | 0 |  |  |  | 0 |  | 1 | 1
| SOFALA | BUZI | BUZI | CS Inhaveninga | [5 empty] | HC | MoH | SP | 9843 |  | 1 | 1 | <8 h | Collection & Delivery | Fixed & Outreach | [12 empty] | 1 | 1 | 0 | 0 | 0 | 0 | 1 | 145 | 0 | 0 | #DIV/0! | 0 | #DIV/0! | #DIV/0! | 0 | 0 | 0 | 0 | 0 | 0 | 145 | 0 | 0 | #DIV/0! | #DIV/0! | 0 | #N/A |  |  |  | #DIV/0! | [7 empty] | 0 | 0 |  |  |  | 0 |  | 1 | 1
| SOFALA | BUZI | BUZI | CS Marombe | [5 empty] | HC | MoH | SP | 8114 |  | 1 | 1 | No | Collection & Delivery | Fixed & Outreach | [12 empty] | 1 | 1 | 0 | 0 | 0 | 0 | 1 | 145 | 0 | 0 | #DIV/0! | 0 | #DIV/0! | #DIV/0! | 0 | 0 | 0 | 0 | 0 | 0 | 145 | 0 | 0 | #DIV/0! | #DIV/0! | 0 | #N/A |  |  |  | #DIV/0! | [7 empty] | 0 | 0 |  |  |  | 0 |  | 1 | 1
| SOFALA | BUZI | BUZI | HOSPITAL RURAL | [5 empty] | HC | MoH | SP | 26311.5433 |  | 1 | 1 | No | Collection & Delivery | Fixed & Outreach | [12 empty] | 1 | 1 | 0 | 0 | 0 | 0 | 1 | 145 | 0 | 0 | #DIV/0! | 0 | #DIV/0! | #DIV/0! | 0 | 0 | 0 | 0 | 0 | 0 | 145 | 0 | 0 | #DIV/0! | #DIV/0! | 0 | #N/A |  |  |  | #DIV/0! | [7 empty] | 0 | 0 |  |  |  | 0 |  | 1 | 1
| SOFALA | BUZI | BUZI | PS Inharongue | [5 empty] | HC | MoH | SP | 4960.9057 |  | 1 | 1 | No | Collection & Delivery | Fixed & Outreach | [12 empty] | 1 | 1 | 0 | 0 | 0 | 0 | 1 | 145 | 0 | 0 | #DIV/0! | 0 | #DIV/0! | #DIV/0! | 0 | 0 | 0 | 0 | 0 | 0 | 145 | 0 | 0 | #DIV/0! | #DIV/0! | 0 | #N/A |  |  |  | #DIV/0! | [7 empty] | 0 | 0 |  |  |  | 0 |  | 1 | 1
| SOFALA | BUZI | BUZI | PS Rio Buzi | [5 empty] | RH | MoH | SP | 8195.9493 |  | 1 | 1 | <8 h | Collection & Delivery | Fixed & Outreach | [12 empty] | 1 | 1 | 0 | 0 | 0 | 0 | 1 | 36 | 34.3 | 0 | #DIV/0! | 0 | #DIV/0! | #DIV/0! | 0 | 0 | 0 | 0 | 0 | 0 | 36 | 34.3 | 0 | #DIV/0! | #DIV/0! | 0 | #N/A |  |  |  | #DIV/0! | [7 empty] | 0 | 0 |  |  |  | 0 |  | 1 | 1
| SOFALA | BUZI | BUZI | CS Chatala | [5 empty] | HC | MoH | SP | 6556.7595 |  | 1 | 1 | No | Collection & Delivery | Fixed & Outreach | [12 empty] | 0 | 0 | 0 | 0 | 0 | 0 | 0 | 0 | 0 | 0 | #DIV/0! | 0 | #DIV/0! | #DIV/0! | 0 | 0 | 0 | 0 | 0 | 0 | 0 | 0 | 0 | Extens_Solar | #DIV/0! | 0 | #N/A |  |  |  | 0 | [7 empty] | 0 | 0 |  |  |  | 0 |  | 1 | 1
| SOFALA | BUZI | BUZI | CS Deve | [5 empty] | HC | MoH | SP | 8364 |  | 1 | 1 | <8 h | Collection & Delivery | Fixed & Outreach | [12 empty] | 0 | 0 | 0 | 0 | 0 | 0 | 0 | 0 | 0 | 0 | #DIV/0! | 0 | #DIV/0! | #DIV/0! | 0 | 0 | 0 | 0 | 0 | 0 | 0 | 0 | 0 | Extens_Solar | #DIV/0! | 0 | #N/A |  |  |  | 0 | [7 empty] | 0 | 0 |  |  |  | 0 |  | 1 | 1
| SOFALA | MACHANGA | MACHANGA | Depósito D. MACHANGA | [5 empty] | DVS | MoH | LD | 83369.0015 | 124 | 1 | 1 | 8-16 h | Collection & Delivery | No vaccination | [12 empty] | 4 | 4 | 0 | 0 | 0 | 0 | 1 | 362 | 68.6 | 0 | #DIV/0! | #DIV/0! | #DIV/0! | #DIV/0! | 0 | 0 | 0 | 0 | 0 | 0 | 362 | 68.6 | 0 | #DIV/0! | #DIV/0! | 0 | #N/A |  |  |  | #DIV/0! | [5 empty] | #DIV/0! | #DIV/0! | 0 | #N/A |  |  |  | #DIV/0! |  | 0 | 0
| SOFALA | MACHANGA | MACHANGA | CS Chiloane | [5 empty] | HC | MoH | SP | 5471.1889 |  | 1 | 1 | No | Collection & Delivery | Fixed & Outreach | [12 empty] | 2 | 2 | 0 | 0 | 0 | 0 | 1 | 181 | 34.3 | 0 | #DIV/0! | 0 | #DIV/0! | #DIV/0! | 0 | 0 | 0 | 0 | 0 | 0 | 181 | 34.3 | 0 | #DIV/0! | #DIV/0! | 0 | #N/A |  |  |  | #DIV/0! | [7 empty] | 0 | 0 |  |  |  | 0 |  | 1 | 1
| SOFALA | MACHANGA | MACHANGA | CS Chinhuque | [5 empty] | HC | MoH | SP | 7761.5044 |  | 1 | 1 | No | Collection & Delivery | Fixed & Outreach | [12 empty] | 1 | 1 | 0 | 0 | 0 | 0 | 1 | 145 | 0 | 0 | #DIV/0! | 0 | #DIV/0! | #DIV/0! | 0 | 0 | 0 | 0 | 0 | 0 | 145 | 0 | 0 | #DIV/0! | #DIV/0! | 0 | #N/A |  |  |  | #DIV/0! | [7 empty] | 0 | 0 |  |  |  | 0 |  | 1 | 1
| SOFALA | MACHANGA | MACHANGA | CS Divinhe | [5 empty] | HC | MoH | SP | 4125.6015 |  | 1 | 1 | No | Collection & Delivery | Fixed & Outreach | [12 empty] | 1 | 1 | 0 | 0 | 0 | 0 | 1 | 145 | 0 | 0 | #DIV/0! | 0 | #DIV/0! | #DIV/0! | 0 | 0 | 0 | 0 | 0 | 0 | 145 | 0 | 0 | #DIV/0! | #DIV/0! | 0 | #N/A |  |  |  | #DIV/0! | [7 empty] | 0 | 0 |  |  |  | 0 |  | 1 | 1
| SOFALA | MACHANGA | MACHANGA | CS Inharingue | [5 empty] | HC | MoH | SP | 7551.3241 |  | 1 | 1 | No | Collection & Delivery | Fixed & Outreach | [12 empty] | 1 | 1 | 0 | 0 | 0 | 0 | 1 | 145 | 0 | 0 | #DIV/0! | 0 | #DIV/0! | #DIV/0! | 0 | 0 | 0 | 0 | 0 | 0 | 145 | 0 | 0 | #DIV/0! | #DIV/0! | 0 | #N/A |  |  |  | #DIV/0! | [7 empty] | 0 | 0 |  |  |  | 0 |  | 1 | 1
| SOFALA | MACHANGA | MACHANGA | CS Javane | [5 empty] | HC | MoH | SP | 4657.5527 |  | 1 | 1 | No | Collection & Delivery | Fixed & Outreach | [12 empty] | 1 | 1 | 0 | 0 | 0 | 0 | 1 | 145 | 0 | 0 | #DIV/0! | 0 | #DIV/0! | #DIV/0! | 0 | 0 | 0 | 0 | 0 | 0 | 145 | 0 | 0 | #DIV/0! | #DIV/0! | 0 | #N/A |  |  |  | #DIV/0! | [7 empty] | 0 | 0 |  |  |  | 0 |  | 1 | 1
| SOFALA | MACHANGA | MACHANGA | CS Maropanhe | [5 empty] | HC | MoH | SP | 2086.6356 |  | 1 | 1 | No | Collection & Delivery | Fixed & Outreach | [12 empty] | 1 | 1 | 0 | 0 | 0 | 0 | 1 | 145 | 0 | 0 | #DIV/0! | 0 | #DIV/0! | #DIV/0! | 0 | 0 | 0 | 0 | 0 | 0 | 145 | 0 | 0 | #DIV/0! | #DIV/0! | 0 | #N/A |  |  |  | #DIV/0! | [7 empty] | 0 | 0 |  |  |  | 0 |  | 1 | 1
| SOFALA | MACHANGA | MACHANGA | CS Nhamachir | [5 empty] | HC | MoH | SP | 9333.5233 |  | 1 | 1 | No | Collection & Delivery | Fixed & Outreach | [12 empty] | 1 | 1 | 0 | 0 | 0 | 0 | 1 | 36 | 34.3 | 0 | #DIV/0! | 0 | #DIV/0! | #DIV/0! | 0 | 0 | 0 | 0 | 0 | 0 | 36 | 34.3 | 0 | #DIV/0! | #DIV/0! | 0 | #N/A |  |  |  | #DIV/0! | [7 empty] | 0 | 0 |  |  |  | 0 |  | 1 | 1
| SOFALA | MACHANGA | MACHANGA | CS Sede | [5 empty] | HC | MoH | SP | 22493.6285 |  | 1 | 1 | No | Collection & Delivery | Fixed & Outreach | [12 empty] | 1 | 1 | 0 | 0 | 0 | 0 | 1 | 145 | 0 | 0 | #DIV/0! | 0 | #DIV/0! | #DIV/0! | 0 | 0 | 0 | 0 | 0 | 0 | 145 | 0 | 0 | #DIV/0! | #DIV/0! | 0 | #N/A |  |  |  | #DIV/0! | [7 empty] | 0 | 0 |  |  |  | 0 |  | 1 | 1
| SOFALA | MACHANGA | MACHANGA | Centro de Saude de Palame | [5 empty] | HC | MoH | SP | 7649.9138 |  | 1 | 1 | No | Collection & Delivery | Fixed & Outreach | [12 empty] | 0 | 0 | 0 | 0 | 0 | 0 | 0 | 0 | 0 | 0 | #DIV/0! | 0 | #DIV/0! | #DIV/0! | 0 | 0 | 0 | 0 | 0 | 0 | 0 | 0 | 0 | Extens_Solar | #DIV/0! | 0 | #N/A |  |  |  | 0 | [7 empty] | 0 | 0 |  |  |  | 0 |  | 1 | 1
| SOFALA | MACHANGA | MACHANGA | CS Canxixe | [5 empty] | HC | MoH | SP | 12238.1287 |  | 1 | 1 | <8 h | Collection & Delivery | Fixed & Outreach | [12 empty] | 0 | 0 | 0 | 0 | 0 | 0 | 0 | 0 | 0 | 0 | #DIV/0! | 0 | #DIV/0! | #DIV/0! | 0 | 0 | 0 | 0 | 0 | 0 | 0 | 0 | 0 | Extens_Solar | #DIV/0! | 0 | #N/A |  |  |  | 0 | [7 empty] | 0 | 0 |  |  |  | 0 |  | 1 | 1
| TETE | CIDADE DE TETE | CIDADE DE TETE | Armazém Provincial de Vacinas de Tete | [5 empty] | PVS | MoH | SN1 | 3899022 | 1528 | 1 | 1 | >16 h | Collection & Delivery | No vaccination | [12 empty] | 4 | 4 | 0 | 0 | 2 | 1 | 1 | 13792.3077 | 4900 | 0 | #DIV/0! | #DIV/0! | #DIV/0! | #DIV/0! | 0 | 0 | 0 | 0 | 1 | 1 | 8272.3077 | 4900 | 0 | #DIV/0! | #DIV/0! | 0 | #N/A |  |  |  | #DIV/0! | [5 empty] | #DIV/0! | #DIV/0! | 0 | #N/A |  |  |  | #DIV/0! |  | 0 | 0
| TETE | MOATIZE | MOATIZE | Depósito D. MOATIZE | [5 empty] | DVS | MoH | LD | 515408 |  | 1 | 1 | 8-16 h | Collection & Delivery | No vaccination | [12 empty] | 4 | 4 | 0 | 0 | 0 | 0 | 1 | 144 | 137.2 | 0 | #DIV/0! | #DIV/0! | #DIV/0! | #DIV/0! | 0 | 0 | 0 | 0 | 0 | 0 | 144 | 137.2 | 0 | #DIV/0! | #DIV/0! | 0 | #N/A |  |  |  | #DIV/0! | [5 empty] | #DIV/0! | #DIV/0! | 0 | #N/A |  |  |  | #DIV/0! |  | 0 | 0
| TETE | MOATIZE | MOATIZE | Cambulatsitsi | [5 empty] | HC | MoH | SP | 65821 |  | 1 | 1 | <8 h | Collection & Delivery | Fixed & Outreach | [12 empty] | 1 | 1 | 0 | 0 | 0 | 0 | 1 | 80.5 | 0 | 0 | #DIV/0! | 0 | #DIV/0! | #DIV/0! | 0 | 0 | 0 | 0 | 0 | 0 | 80.5 | 0 | 0 | #DIV/0! | #DIV/0! | 0 | #N/A |  |  |  | #DIV/0! | [7 empty] | 0 | 0 |  |  |  | 0 |  | 1 | 1
| TETE | MOATIZE | MOATIZE | Capirizange | [5 empty] | HC | MoH | SP | 34569 |  | 1 | 1 | No | Collection & Delivery | Fixed & Outreach | [12 empty] | 1 | 1 | 0 | 0 | 0 | 0 | 1 | 80.5 | 0 | 0 | #DIV/0! | 0 | #DIV/0! | #DIV/0! | 0 | 0 | 0 | 0 | 0 | 0 | 80.5 | 0 | 0 | #DIV/0! | #DIV/0! | 0 | #N/A |  |  |  | #DIV/0! | [7 empty] | 0 | 0 |  |  |  | 0 |  | 1 | 1
| TETE | MOATIZE | MOATIZE | Cateme | [5 empty] | HC | MoH | SP | 23550.8135 |  | 1 | 1 | No | Collection & Delivery | Fixed & Outreach | [12 empty] | 1 | 1 | 0 | 0 | 0 | 0 | 1 | 80.5 | 0 | 0 | #DIV/0! | 0 | #DIV/0! | #DIV/0! | 0 | 0 | 0 | 0 | 0 | 0 | 80.5 | 0 | 0 | #DIV/0! | #DIV/0! | 0 | #N/A |  |  |  | #DIV/0! | [7 empty] | 0 | 0 |  |  |  | 0 |  | 1 | 1
| TETE | MOATIZE | MOATIZE | CFM | [5 empty] | HC | MoH | SP | 29685 |  | 1 | 1 | No | Collection & Delivery | Fixed & Outreach | [12 empty] | 1 | 1 | 0 | 0 | 0 | 0 | 1 | 80.5 | 0 | 0 | #DIV/0! | 0 | #DIV/0! | #DIV/0! | 0 | 0 | 0 | 0 | 0 | 0 | 80.5 | 0 | 0 | #DIV/0! | #DIV/0! | 0 | #N/A |  |  |  | #DIV/0! | [7 empty] | 0 | 0 |  |  |  | 0 |  | 1 | 1
| TETE | MOATIZE | MOATIZE | Khanga | [5 empty] | HC | MoH | SP | 25983.9109 |  | 1 | 1 | <8 h | Collection & Delivery | Fixed & Outreach | [12 empty] | 1 | 1 | 0 | 0 | 0 | 0 | 1 | 80.5 | 0 | 0 | #DIV/0! | 0 | #DIV/0! | #DIV/0! | 0 | 0 | 0 | 0 | 0 | 0 | 80.5 | 0 | 0 | #DIV/0! | #DIV/0! | 0 | #N/A |  |  |  | #DIV/0! | [7 empty] | 0 | 0 |  |  |  | 0 |  | 1 | 1
| TETE | MOATIZE | MOATIZE | Mameme II | [5 empty] | HC | MoH | SP | 25469 |  | 1 | 1 | <8 h | Collection & Delivery | Fixed & Outreach | [12 empty] | 1 | 1 | 0 | 0 | 0 | 0 | 1 | 80.5 | 0 | 0 | #DIV/0! | 0 | #DIV/0! | #DIV/0! | 0 | 0 | 0 | 0 | 0 | 0 | 80.5 | 0 | 0 | #DIV/0! | #DIV/0! | 0 | #N/A |  |  |  | #DIV/0! | [7 empty] | 0 | 0 |  |  |  | 0 |  | 1 | 1
| TETE | MOATIZE | MOATIZE | Moatize | [5 empty] | HC | MoH | SP | 78671.9643 |  | 1 | 1 | No | Collection & Delivery | Fixed & Outreach | [12 empty] | 1 | 1 | 0 | 0 | 0 | 0 | 1 | 80.5 | 0 | 0 | #DIV/0! | 0 | #DIV/0! | #DIV/0! | 0 | 0 | 0 | 0 | 0 | 0 | 80.5 | 0 | 0 | #DIV/0! | #DIV/0! | 0 | #N/A |  |  |  | #DIV/0! | [7 empty] | 0 | 0 |  |  |  | 0 |  | 1 | 1
| TETE | MOATIZE | MOATIZE | Mpanzu | [5 empty] | HC | MoH | SP | 25627.6086 |  | 1 | 1 | No | Collection & Delivery | Fixed & Outreach | [12 empty] | 1 | 1 | 0 | 0 | 0 | 0 | 1 | 80.5 | 0 | 0 | #DIV/0! | 0 | #DIV/0! | #DIV/0! | 0 | 0 | 0 | 0 | 0 | 0 | 80.5 | 0 | 0 | #DIV/0! | #DIV/0! | 0 | #N/A |  |  |  | #DIV/0! | [7 empty] | 0 | 0 |  |  |  | 0 |  | 1 | 1
| TETE | MOATIZE | MOATIZE | Mualadzi | [5 empty] | HC | MoH | SP | 23060.4893 |  | 1 | 1 | <8 h | Collection & Delivery | Fixed & Outreach | [12 empty] | 1 | 1 | 0 | 0 | 0 | 0 | 1 | 145 | 0 | 0 | #DIV/0! | 0 | #DIV/0! | #DIV/0! | 0 | 0 | 0 | 0 | 0 | 0 | 145 | 0 | 0 | #DIV/0! | #DIV/0! | 0 | #N/A |  |  |  | #DIV/0! | [7 empty] | 0 | 0 |  |  |  | 0 |  | 1 | 1
| TETE | MOATIZE | MOATIZE | Necungas | [5 empty] | HC | MoH | SP | 29297.4125 |  | 1 | 1 | No | Collection & Delivery | Fixed & Outreach | [12 empty] | 1 | 1 | 0 | 0 | 0 | 0 | 1 | 145 | 0 | 0 | #DIV/0! | 0 | #DIV/0! | #DIV/0! | 0 | 0 | 0 | 0 | 0 | 0 | 145 | 0 | 0 | #DIV/0! | #DIV/0! | 0 | #N/A |  |  |  | #DIV/0! | [7 empty] | 0 | 0 |  |  |  | 0 |  | 1 | 1
| TETE | MOATIZE | MOATIZE | Nkondezi | [5 empty] | HC | MoH | SP | 24459.5476 |  | 1 | 1 | <8 h | Collection & Delivery | Fixed & Outreach | [12 empty] | 1 | 1 | 0 | 0 | 0 | 0 | 1 | 145 | 0 | 0 | #DIV/0! | 0 | #DIV/0! | #DIV/0! | 0 | 0 | 0 | 0 | 0 | 0 | 145 | 0 | 0 | #DIV/0! | #DIV/0! | 0 | #N/A |  |  |  | #DIV/0! | [7 empty] | 0 | 0 |  |  |  | 0 |  | 1 | 1
| TETE | MOATIZE | MOATIZE | Samoa | [5 empty] | HC | MoH | SP | 26254 |  | 1 | 1 | <8 h | Collection & Delivery | Fixed & Outreach | [12 empty] | 1 | 1 | 0 | 0 | 0 | 0 | 1 | 145 | 0 | 0 | #DIV/0! | 0 | #DIV/0! | #DIV/0! | 0 | 0 | 0 | 0 | 0 | 0 | 145 | 0 | 0 | #DIV/0! | #DIV/0! | 0 | #N/A |  |  |  | #DIV/0! | [7 empty] | 0 | 0 |  |  |  | 0 |  | 1 | 1
| TETE | MOATIZE | MOATIZE | Zobue | [5 empty] | HC | MoH | SP | 18569 |  | 1 | 1 | <8 h | Collection & Delivery | Fixed & Outreach | [12 empty] | 1 | 1 | 0 | 0 | 0 | 0 | 1 | 145 | 0 | 0 | #DIV/0! | 0 | #DIV/0! | #DIV/0! | 0 | 0 | 0 | 0 | 0 | 0 | 145 | 0 | 0 | #DIV/0! | #DIV/0! | 0 | #N/A |  |  |  | #DIV/0! | [7 empty] | 0 | 0 |  |  |  | 0 |  | 1 | 1
| TETE | MOATIZE | MOATIZE | Baue | [5 empty] | HC | MoH | SP | 10327.3161 |  | 1 | 1 | No | Collection & Delivery | Fixed & Outreach | [12 empty] | 1 | 1 | 0 | 0 | 0 | 0 | 1 | 145 | 0 | 0 | #DIV/0! | 0 | #DIV/0! | #DIV/0! | 0 | 0 | 0 | 0 | 0 | 0 | 145 | 0 | 0 | #DIV/0! | #DIV/0! | 0 | #N/A |  |  |  | #DIV/0! | [7 empty] | 0 | 0 |  |  |  | 0 |  | 1 | 1
| TETE | MOATIZE | MOATIZE | Charre | [5 empty] | HC | MoH | SP | 49325.5194 |  | 1 | 1 | No | Collection & Delivery | Fixed & Outreach | [12 empty] | 1 | 1 | 0 | 0 | 0 | 0 | 1 | 36 | 34.3 | 0 | #DIV/0! | 0 | #DIV/0! | #DIV/0! | 0 | 0 | 0 | 0 | 0 | 0 | 36 | 34.3 | 0 | #DIV/0! | #DIV/0! | 0 | #N/A |  |  |  | #DIV/0! | [7 empty] | 0 | 0 |  |  |  | 0 |  | 1 | 1
| TETE | CHIUTA | CHIUTA | Depósito D. CHIUTA | [5 empty] | DVS | MoH | LD | 89958.1365 |  | 1 | 1 | 8-16 h | Collection & Delivery | No vaccination | [12 empty] | 3 | 3 | 0 | 0 | 0 | 0 | 1 | 108 | 102.9 | 0 | #DIV/0! | #DIV/0! | #DIV/0! | #DIV/0! | 0 | 0 | 0 | 0 | 0 | 0 | 108 | 102.9 | 0 | #DIV/0! | #DIV/0! | 0 | #N/A |  |  |  | #DIV/0! | [5 empty] | #DIV/0! | #DIV/0! | 0 | #N/A |  |  |  | #DIV/0! |  | 0 | 0
| TETE | CHIUTA | CHIUTA | Manje | [5 empty] | HC | MoH | SP | 46074.1255 |  | 1 | 1 | <8 h | Collection & Delivery | Fixed & Outreach | [12 empty] | 1 | 1 | 0 | 0 | 0 | 0 | 1 | 36 | 34.3 | 0 | #DIV/0! | 0 | #DIV/0! | #DIV/0! | 0 | 0 | 0 | 0 | 0 | 0 | 36 | 34.3 | 0 | #DIV/0! | #DIV/0! | 0 | #N/A |  |  |  | #DIV/0! | [7 empty] | 0 | 0 |  |  |  | 0 |  | 1 | 1
| TETE | CHIUTA | CHIUTA | Matenge | [5 empty] | HC | MoH | SP | 7008.3664 |  | 1 | 1 | No | Collection & Delivery | Fixed & Outreach | [12 empty] | 1 | 1 | 0 | 0 | 0 | 0 | 1 | 36 | 34.3 | 0 | #DIV/0! | 0 | #DIV/0! | #DIV/0! | 0 | 0 | 0 | 0 | 0 | 0 | 36 | 34.3 | 0 | #DIV/0! | #DIV/0! | 0 | #N/A |  |  |  | #DIV/0! | [7 empty] | 0 | 0 |  |  |  | 0 |  | 1 | 1
| TETE | CHIUTA | CHIUTA | Mavidzi-ponte | [5 empty] | HC | MoH | SP | 7666.4904 |  | 1 | 1 | <8 h | Collection & Delivery | Fixed & Outreach | [12 empty] | 1 | 1 | 0 | 0 | 0 | 0 | 1 | 36 | 34.3 | 0 | #DIV/0! | 0 | #DIV/0! | #DIV/0! | 0 | 0 | 0 | 0 | 0 | 0 | 36 | 34.3 | 0 | #DIV/0! | #DIV/0! | 0 | #N/A |  |  |  | #DIV/0! | [7 empty] | 0 | 0 |  |  |  | 0 |  | 1 | 1
| TETE | CHIUTA | CHIUTA | C.S Mufa | [5 empty] | HC | MoH | SP | 6339.3464 |  | 1 | 1 | No | Collection & Delivery | Fixed & Outreach | [12 empty] | 0 | 0 | 0 | 0 | 0 | 0 | 0 | 0 | 0 | 0 | #DIV/0! | 0 | #DIV/0! | #DIV/0! | 0 | 0 | 0 | 0 | 0 | 0 | 0 | 0 | 0 | Extens_Solar | #DIV/0! | 0 | #N/A |  |  |  | 0 | [7 empty] | 0 | 0 |  |  |  | 0 |  | 1 | 1
| TETE | CHIUTA | CHIUTA | C.S. Degue | [5 empty] | HC | MoH | SP | 22869.8077 |  | 1 | 1 | <8 h | Collection & Delivery | Fixed & Outreach | [12 empty] | 0 | 0 | 0 | 0 | 0 | 0 | 0 | 0 | 0 | 0 | #DIV/0! | 0 | #DIV/0! | #DIV/0! | 0 | 0 | 0 | 0 | 0 | 0 | 0 | 0 | 0 | Extens_Solar | #DIV/0! | 0 | #N/A |  |  |  | 0 | [7 empty] | 0 | 0 |  |  |  | 0 |  | 1 | 1
| TETE | MARARA | MARARA | Depósito D. MARARA | [5 empty] | DVS | MoH | LD | 80170.1769 |  | 1 | 1 | 8-16 h | Collection & Delivery | No vaccination | [12 empty] | 3 | 3 | 0 | 0 | 0 | 0 | 1 | 108 | 102.9 | 0 | #DIV/0! | #DIV/0! | #DIV/0! | #DIV/0! | 0 | 0 | 0 | 0 | 0 | 0 | 108 | 102.9 | 0 | #DIV/0! | #DIV/0! | 0 | #N/A |  |  |  | #DIV/0! | [5 empty] | #DIV/0! | #DIV/0! | 0 | #N/A |  |  |  | #DIV/0! |  | 0 | 0
| TETE | MARARA | MARARA | Marara | [5 empty] | HC | MoH | SP | 20828.9697 |  | 1 | 1 | <8 h | Collection & Delivery | Fixed & Outreach | [12 empty] | 1 | 1 | 0 | 0 | 0 | 0 | 1 | 36 | 34.3 | 0 | #DIV/0! | 0 | #DIV/0! | #DIV/0! | 0 | 0 | 0 | 0 | 0 | 0 | 36 | 34.3 | 0 | #DIV/0! | #DIV/0! | 0 | #N/A |  |  |  | #DIV/0! | [7 empty] | 0 | 0 |  |  |  | 0 |  | 1 | 1
| TETE | MARARA | MARARA | Matambo | [5 empty] | HC | MoH | SP | 16338.6901 |  | 1 | 1 | <8 h | Collection & Delivery | Fixed & Outreach | [12 empty] | 1 | 1 | 0 | 0 | 0 | 0 | 1 | 36 | 34.3 | 0 | #DIV/0! | 0 | #DIV/0! | #DIV/0! | 0 | 0 | 0 | 0 | 0 | 0 | 36 | 34.3 | 0 | #DIV/0! | #DIV/0! | 0 | #N/A |  |  |  | #DIV/0! | [7 empty] | 0 | 0 |  |  |  | 0 |  | 1 | 1
| TETE | MARARA | MARARA | Mufa Caconde | [5 empty] | HC | MoH | SP | 14216.1314 |  | 1 | 1 | No | Collection & Delivery | Fixed & Outreach | [12 empty] | 1 | 1 | 0 | 0 | 0 | 0 | 1 | 36 | 34.3 | 0 | #DIV/0! | 0 | #DIV/0! | #DIV/0! | 0 | 0 | 0 | 0 | 0 | 0 | 36 | 34.3 | 0 | #DIV/0! | #DIV/0! | 0 | #N/A |  |  |  | #DIV/0! | [7 empty] | 0 | 0 |  |  |  | 0 |  | 1 | 1
| TETE | MARARA | MARARA | Chipera | [5 empty] | HC | MoH | SP | 13973.1485 |  | 1 | 1 | No | Collection & Delivery | Fixed & Outreach | [12 empty] | 0 | 0 | 0 | 0 | 0 | 0 | 0 | 0 | 0 | 0 | #DIV/0! | 0 | #DIV/0! | #DIV/0! | 0 | 0 | 0 | 0 | 0 | 0 | 0 | 0 | 0 | Extens_Solar | #DIV/0! | 0 | #N/A |  |  |  | 0 | [7 empty] | 0 | 0 |  |  |  | 0 |  | 1 | 1
| TETE | MARARA | MARARA | Chiputo | [5 empty] | HC | MoH | SP | 14813.2372 |  | 1 | 1 | No | Collection & Delivery | Fixed & Outreach | [12 empty] | 0 | 0 | 0 | 0 | 0 | 0 | 0 | 0 | 0 | 0 | #DIV/0! | 0 | #DIV/0! | #DIV/0! | 0 | 0 | 0 | 0 | 0 | 0 | 0 | 0 | 0 | Extens_Solar | #DIV/0! | 0 | #N/A |  |  |  | 0 | [7 empty] | 0 | 0 |  |  |  | 0 |  | 1 | 1
| TETE | CAHORA BASSA | CAHORA BASSA | Depósito D. CAHORA BASSA | [5 empty] | DVS | MoH | LD | 216857 |  | 1 | 1 | 8-16 h | Collection & Delivery | No vaccination | [12 empty] | 3 | 3 | 0 | 0 | 0 | 0 | 1 | 95.5 | 68.6 | 0 | #DIV/0! | #DIV/0! | #DIV/0! | #DIV/0! | 0 | 0 | 0 | 0 | 0 | 0 | 95.5 | 68.6 | 0 | #DIV/0! | #DIV/0! | 0 | #N/A |  |  |  | #DIV/0! | [5 empty] | #DIV/0! | #DIV/0! | 0 | #N/A |  |  |  | #DIV/0! |  | 0 | 0
| TETE | CAHORA BASSA | CAHORA BASSA | Chipalapala | [5 empty] | HC | MoH | SP | 7540.0957 |  | 1 | 1 | <8 h | Collection & Delivery | Fixed & Outreach | [12 empty] | 1 | 1 | 0 | 0 | 0 | 0 | 1 | 20 | 34.3 | 0 | #DIV/0! | 0 | #DIV/0! | #DIV/0! | 0 | 0 | 0 | 0 | 0 | 0 | 20 | 34.3 | 0 | #DIV/0! | #DIV/0! | 0 | #N/A |  |  |  | #DIV/0! | [7 empty] | 0 | 0 |  |  |  | 0 |  | 1 | 1
| TETE | CAHORA BASSA | CAHORA BASSA | Chirodzi | [5 empty] | HC | MoH | SP | 18087.5129 |  | 1 | 1 | No | Collection & Delivery | Fixed & Outreach | [12 empty] | 1 | 1 | 0 | 0 | 0 | 0 | 1 | 20 | 34.3 | 0 | #DIV/0! | 0 | #DIV/0! | #DIV/0! | 0 | 0 | 0 | 0 | 0 | 0 | 20 | 34.3 | 0 | #DIV/0! | #DIV/0! | 0 | #N/A |  |  |  | #DIV/0! | [7 empty] | 0 | 0 |  |  |  | 0 |  | 1 | 1
| TETE | CAHORA BASSA | CAHORA BASSA | Chitima | [5 empty] | HC | MoH | SP | 40307.9135 |  | 1 | 1 | <8 h | Collection & Delivery | Fixed & Outreach | [12 empty] | 1 | 1 | 0 | 0 | 0 | 0 | 1 | 20 | 34.3 | 0 | #DIV/0! | 0 | #DIV/0! | #DIV/0! | 0 | 0 | 0 | 0 | 0 | 0 | 20 | 34.3 | 0 | #DIV/0! | #DIV/0! | 0 | #N/A |  |  |  | #DIV/0! | [7 empty] | 0 | 0 |  |  |  | 0 |  | 1 | 1
| TETE | CAHORA BASSA | CAHORA BASSA | Maroera | [5 empty] | HC | MoH | SP | 19140.0754 |  | 1 | 1 | No | Collection & Delivery | Fixed & Outreach | [12 empty] | 1 | 1 | 0 | 0 | 0 | 0 | 1 | 20 | 34.3 | 0 | #DIV/0! | 0 | #DIV/0! | #DIV/0! | 0 | 0 | 0 | 0 | 0 | 0 | 20 | 34.3 | 0 | #DIV/0! | #DIV/0! | 0 | #N/A |  |  |  | #DIV/0! | [7 empty] | 0 | 0 |  |  |  | 0 |  | 1 | 1
| TETE | CAHORA BASSA | CAHORA BASSA | Nhabando | [5 empty] | HC | MoH | SP | 7997.7316 |  | 1 | 1 | <8 h | Collection & Delivery | Fixed & Outreach | [12 empty] | 1 | 1 | 0 | 0 | 0 | 0 | 1 | 20 | 34.3 | 0 | #DIV/0! | 0 | #DIV/0! | #DIV/0! | 0 | 0 | 0 | 0 | 0 | 0 | 20 | 34.3 | 0 | #DIV/0! | #DIV/0! | 0 | #N/A |  |  |  | #DIV/0! | [7 empty] | 0 | 0 |  |  |  | 0 |  | 1 | 1
| TETE | CAHORA BASSA | CAHORA BASSA | Nhacapiriri | [5 empty] | HC | MoH | SP | 6196.6076 |  | 1 | 1 | <8 h | Collection & Delivery | Fixed & Outreach | [12 empty] | 1 | 1 | 0 | 0 | 0 | 0 | 1 | 20 | 34.3 | 0 | #DIV/0! | 0 | #DIV/0! | #DIV/0! | 0 | 0 | 0 | 0 | 0 | 0 | 20 | 34.3 | 0 | #DIV/0! | #DIV/0! | 0 | #N/A |  |  |  | #DIV/0! | [7 empty] | 0 | 0 |  |  |  | 0 |  | 1 | 1
| TETE | CAHORA BASSA | CAHORA BASSA | Songo | [5 empty] | HC | MoH | SP | 29152.4944 |  | 1 | 1 | <8 h | Collection & Delivery | Fixed & Outreach | [12 empty] | 1 | 1 | 0 | 0 | 0 | 0 | 1 | 20 | 34.3 | 0 | #DIV/0! | 0 | #DIV/0! | #DIV/0! | 0 | 0 | 0 | 0 | 0 | 0 | 20 | 34.3 | 0 | #DIV/0! | #DIV/0! | 0 | #N/A |  |  |  | #DIV/0! | [7 empty] | 0 | 0 |  |  |  | 0 |  | 1 | 1
| TETE | CAHORA BASSA | CAHORA BASSA | Changara-Sede | [5 empty] | HC | MoH | SP | 47452.4811 |  | 1 | 1 | <8 h | Collection & Delivery | Fixed & Outreach | [12 empty] | 0 | 0 | 0 | 0 | 0 | 0 | 0 | 0 | 0 | 0 | #DIV/0! | 0 | #DIV/0! | #DIV/0! | 0 | 0 | 0 | 0 | 0 | 0 | 0 | 0 | 0 | Extens_Solar | #DIV/0! | 0 | #N/A |  |  |  | 0 | [7 empty] | 0 | 0 |  |  |  | 0 |  | 1 | 1
| TETE | CAHORA BASSA | CAHORA BASSA | Chimpembere | [5 empty] | HC | MoH | SP | 11538.9615 |  | 1 | 1 | <8 h | Collection & Delivery | Fixed & Outreach | [12 empty] | 0 | 0 | 0 | 0 | 0 | 0 | 0 | 0 | 0 | 0 | #DIV/0! | 0 | #DIV/0! | #DIV/0! | 0 | 0 | 0 | 0 | 0 | 0 | 0 | 0 | 0 | Extens_Solar | #DIV/0! | 0 | #N/A |  |  |  | 0 | [7 empty] | 0 | 0 |  |  |  | 0 |  | 1 | 1
| TETE | MAGOE | MAGOE | Depósito D. MAGOE | [5 empty] | DVS | MoH | LD | 152744.688 |  | 1 | 1 | 8-16 h | Collection & Delivery | No vaccination | [12 empty] | 3 | 3 | 0 | 0 | 0 | 0 | 1 | 120.5 | 68.6 | 0 | #DIV/0! | #DIV/0! | #DIV/0! | #DIV/0! | 0 | 0 | 0 | 0 | 0 | 0 | 120.5 | 68.6 | 0 | #DIV/0! | #DIV/0! | 0 | #N/A |  |  |  | #DIV/0! | [5 empty] | #DIV/0! | #DIV/0! | 0 | #N/A |  |  |  | #DIV/0! |  | 0 | 0
| TETE | MAGOE | MAGOE | Chitete | [5 empty] | HC | MoH | SP | 9120.0291 |  | 1 | 1 | No | Collection & Delivery | Fixed & Outreach | [12 empty] | 2 | 2 | 0 | 0 | 0 | 0 | 1 | 56 | 68.6 | 0 | #DIV/0! | 0 | #DIV/0! | #DIV/0! | 0 | 0 | 0 | 0 | 0 | 0 | 56 | 68.6 | 0 | #DIV/0! | #DIV/0! | 0 | #N/A |  |  |  | #DIV/0! | [7 empty] | 0 | 0 |  |  |  | 0 |  | 1 | 1
| TETE | MAGOE | MAGOE | Daque | [5 empty] | HC | MoH | SP | 9676.8194 |  | 1 | 1 | No | Collection & Delivery | Fixed & Outreach | [12 empty] | 1 | 1 | 0 | 0 | 0 | 0 | 1 | 36 | 34.3 | 0 | #DIV/0! | 0 | #DIV/0! | #DIV/0! | 0 | 0 | 0 | 0 | 0 | 0 | 36 | 34.3 | 0 | #DIV/0! | #DIV/0! | 0 | #N/A |  |  |  | #DIV/0! | [7 empty] | 0 | 0 |  |  |  | 0 |  | 1 | 1
| TETE | MAGOE | MAGOE | Luia | [5 empty] | HC | MoH | SP | 28884.4506 |  | 1 | 1 | No | Collection & Delivery | Fixed & Outreach | [12 empty] | 1 | 1 | 0 | 0 | 0 | 0 | 1 | 20 | 34.3 | 0 | #DIV/0! | 0 | #DIV/0! | #DIV/0! | 0 | 0 | 0 | 0 | 0 | 0 | 20 | 34.3 | 0 | #DIV/0! | #DIV/0! | 0 | #N/A |  |  |  | #DIV/0! | [7 empty] | 0 | 0 |  |  |  | 0 |  | 1 | 1
| TETE | MAGOE | MAGOE | Magoe | [5 empty] | HC | MoH | SP | 11458.3305 |  | 1 | 1 | <8 h | Collection & Delivery | Fixed & Outreach | [12 empty] | 1 | 1 | 0 | 0 | 0 | 0 | 1 | 20 | 34.3 | 0 | #DIV/0! | 0 | #DIV/0! | #DIV/0! | 0 | 0 | 0 | 0 | 0 | 0 | 20 | 34.3 | 0 | #DIV/0! | #DIV/0! | 0 | #N/A |  |  |  | #DIV/0! | [7 empty] | 0 | 0 |  |  |  | 0 |  | 1 | 1
| TETE | MAGOE | MAGOE | Mucumbura | [5 empty] | HC | MoH | SP | 27730.5544 |  | 1 | 1 | No | Collection & Delivery | Fixed & Outreach | [12 empty] | 1 | 1 | 0 | 0 | 0 | 0 | 1 | 20 | 34.3 | 0 | #DIV/0! | 0 | #DIV/0! | #DIV/0! | 0 | 0 | 0 | 0 | 0 | 0 | 20 | 34.3 | 0 | #DIV/0! | #DIV/0! | 0 | #N/A |  |  |  | #DIV/0! | [7 empty] | 0 | 0 |  |  |  | 0 |  | 1 | 1
| TETE | MAGOE | MAGOE | Mussenguezi | [5 empty] | HC | MoH | SP | 12252.6556 |  | 1 | 1 | <8 h | Collection & Delivery | Fixed & Outreach | [12 empty] | 1 | 1 | 0 | 0 | 0 | 0 | 1 | 105 | 0 | 0 | #DIV/0! | 0 | #DIV/0! | #DIV/0! | 0 | 0 | 0 | 0 | 0 | 0 | 105 | 0 | 0 | #DIV/0! | #DIV/0! | 0 | #N/A |  |  |  | #DIV/0! | [7 empty] | 0 | 0 |  |  |  | 0 |  | 1 | 1
| TETE | MAGOE | MAGOE | C.S. Boroma | [5 empty] | HC | MoH | SP | 13461.0322 |  | 1 | 1 | <8 h | Collection & Delivery | Fixed & Outreach | [12 empty] | 0 | 0 | 0 | 0 | 0 | 0 | 0 | 0 | 0 | 0 | #DIV/0! | 0 | #DIV/0! | #DIV/0! | 0 | 0 | 0 | 0 | 0 | 0 | 0 | 0 | 0 | Extens_Solar | #DIV/0! | 0 | #N/A |  |  |  | 0 | [7 empty] | 0 | 0 |  |  |  | 0 |  | 1 | 1
| TETE | MAGOE | MAGOE | Cachembe | [5 empty] | HC | MoH | SP | 40160.8163 |  | 1 | 1 | No | Collection & Delivery | Fixed & Outreach | [12 empty] | 0 | 0 | 0 | 0 | 0 | 0 | 0 | 0 | 0 | 0 | #DIV/0! | 0 | #DIV/0! | #DIV/0! | 0 | 0 | 0 | 0 | 0 | 0 | 0 | 0 | 0 | Extens_Solar | #DIV/0! | 0 | #N/A |  |  |  | 0 | [7 empty] | 0 | 0 |  |  |  | 0 |  | 1 | 1
| TETE | ANGÓNIA | ANGÓNIA | Depósito D. ANGÓNIA | [5 empty] | DVS | MoH | LD | 524659 |  | 1 | 1 | 8-16 h | Collection & Delivery | No vaccination | [12 empty] | 2 | 2 | 1 | 0 | 0 | 0 | 1 | 40 | 349.6 | 0 | #DIV/0! | #DIV/0! | #DIV/0! | #DIV/0! | 0 | 0 | 0 | 0 | 0 | 0 | 40 | 349.6 | 0 | #DIV/0! | #DIV/0! | 0 | #N/A |  |  |  | #DIV/0! | [5 empty] | #DIV/0! | #DIV/0! | 0 | #N/A |  |  |  | #DIV/0! |  | 0 | 0
| TETE | ANGÓNIA | ANGÓNIA | C.S. Domue | [5 empty] | HC | MoH | SP | 93600 |  | 1 | 1 | No | Collection & Delivery | Fixed & Outreach | [12 empty] | 1 | 1 | 0 | 0 | 0 | 0 | 1 | 105 | 0 | 0 | #DIV/0! | 0 | #DIV/0! | #DIV/0! | 0 | 0 | 0 | 0 | 0 | 0 | 105 | 0 | 0 | #DIV/0! | #DIV/0! | 0 | #N/A |  |  |  | #DIV/0! | [7 empty] | 0 | 0 |  |  |  | 0 |  | 1 | 1
| TETE | ANGÓNIA | ANGÓNIA | C.S. Lifidzi | [5 empty] | HC | MoH | SP | 24568.5085 |  | 1 | 1 | No | Collection & Delivery | Fixed & Outreach | [12 empty] | 1 | 1 | 0 | 0 | 0 | 0 | 1 | 80.5 | 0 | 0 | #DIV/0! | 0 | #DIV/0! | #DIV/0! | 0 | 0 | 0 | 0 | 0 | 0 | 80.5 | 0 | 0 | #DIV/0! | #DIV/0! | 0 | #N/A |  |  |  | #DIV/0! | [7 empty] | 0 | 0 |  |  |  | 0 |  | 1 | 1
| TETE | ANGÓNIA | ANGÓNIA | C.S. Mphandula | [5 empty] | HC | MoH | SP | 23550.8135 |  | 1 | 1 | <8 h | Collection & Delivery | Fixed & Outreach | [12 empty] | 1 | 1 | 0 | 0 | 0 | 0 | 1 | 20 | 34.3 | 0 | #DIV/0! | 0 | #DIV/0! | #DIV/0! | 0 | 0 | 0 | 0 | 0 | 0 | 20 | 34.3 | 0 | #DIV/0! | #DIV/0! | 0 | #N/A |  |  |  | #DIV/0! | [7 empty] | 0 | 0 |  |  |  | 0 |  | 1 | 1
| TETE | ANGÓNIA | ANGÓNIA | C.S. Mphenha | [5 empty] | HC | MoH | SP | 19715.3891 |  | 1 | 1 | <8 h | Collection & Delivery | Fixed & Outreach | [12 empty] | 1 | 1 | 0 | 0 | 0 | 0 | 1 | 20 | 34.3 | 0 | #DIV/0! | 0 | #DIV/0! | #DIV/0! | 0 | 0 | 0 | 0 | 0 | 0 | 20 | 34.3 | 0 | #DIV/0! | #DIV/0! | 0 | #N/A |  |  |  | #DIV/0! | [7 empty] | 0 | 0 |  |  |  | 0 |  | 1 | 1
| TETE | ANGÓNIA | ANGÓNIA | C.S. Ntsendeza | [5 empty] | HC | MoH | SP | 25983.9109 |  | 1 | 1 | <8 h | Collection & Delivery | Fixed & Outreach | [12 empty] | 1 | 1 | 0 | 0 | 0 | 0 | 1 | 20 | 34.3 | 0 | #DIV/0! | 0 | #DIV/0! | #DIV/0! | 0 | 0 | 0 | 0 | 0 | 0 | 20 | 34.3 | 0 | #DIV/0! | #DIV/0! | 0 | #N/A |  |  |  | #DIV/0! | [7 empty] | 0 | 0 |  |  |  | 0 |  | 1 | 1
| TETE | ANGÓNIA | ANGÓNIA | C.S. Seze | [5 empty] | HC | MoH | SP | 48146 |  | 1 | 1 | No | Collection & Delivery | Fixed & Outreach | [12 empty] | 1 | 1 | 0 | 0 | 0 | 0 | 1 | 105 | 0 | 0 | #DIV/0! | 0 | #DIV/0! | #DIV/0! | 0 | 0 | 0 | 0 | 0 | 0 | 105 | 0 | 0 | #DIV/0! | #DIV/0! | 0 | #N/A |  |  |  | #DIV/0! | [7 empty] | 0 | 0 |  |  |  | 0 |  | 1 | 1
| TETE | ANGÓNIA | ANGÓNIA | C.S. Ulongue | [5 empty] | HC | MoH | SP | 78671.9643 |  | 1 | 1 | No | Collection & Delivery | Fixed & Outreach | [12 empty] | 1 | 1 | 0 | 0 | 0 | 0 | 1 | 145 | 0 | 0 | #DIV/0! | 0 | #DIV/0! | #DIV/0! | 0 | 0 | 0 | 0 | 0 | 0 | 145 | 0 | 0 | #DIV/0! | #DIV/0! | 0 | #N/A |  |  |  | #DIV/0! | [7 empty] | 0 | 0 |  |  |  | 0 |  | 1 | 1
| TETE | ANGÓNIA | ANGÓNIA | C.S. Vila Velha | [5 empty] | HC | MoH | SP | 25627.6086 |  | 1 | 1 | No | Collection & Delivery | Fixed & Outreach | [12 empty] | 1 | 1 | 0 | 0 | 0 | 0 | 1 | 170 | 0 | 0 | #DIV/0! | 0 | #DIV/0! | #DIV/0! | 0 | 0 | 0 | 0 | 0 | 0 | 170 | 0 | 0 | #DIV/0! | #DIV/0! | 0 | #N/A |  |  |  | #DIV/0! | [7 empty] | 0 | 0 |  |  |  | 0 |  | 1 | 1
| TETE | ANGÓNIA | ANGÓNIA | Centro de saúde de calomue | [5 empty] | HC | MoH | SP | 23060.4893 |  | 1 | 1 | <8 h | Collection & Delivery | Fixed & Outreach | [12 empty] | 1 | 1 | 0 | 0 | 0 | 0 | 1 | 145 | 0 | 0 | #DIV/0! | 0 | #DIV/0! | #DIV/0! | 0 | 0 | 0 | 0 | 0 | 0 | 145 | 0 | 0 | #DIV/0! | #DIV/0! | 0 | #N/A |  |  |  | #DIV/0! | [7 empty] | 0 | 0 |  |  |  | 0 |  | 1 | 1
| TETE | ANGÓNIA | ANGÓNIA | Centro de Saúde de Mulanguene | [5 empty] | HC | MoH | SP | 29297.4125 |  | 1 | 1 | No | Collection & Delivery | Fixed & Outreach | [12 empty] | 1 | 1 | 0 | 0 | 0 | 0 | 1 | 145 | 0 | 0 | #DIV/0! | 0 | #DIV/0! | #DIV/0! | 0 | 0 | 0 | 0 | 0 | 0 | 145 | 0 | 0 | #DIV/0! | #DIV/0! | 0 | #N/A |  |  |  | #DIV/0! | [7 empty] | 0 | 0 |  |  |  | 0 |  | 1 | 1
| TETE | ANGÓNIA | ANGÓNIA | Chia | [5 empty] | HC | MoH | SP | 24459.5476 |  | 1 | 1 | No | Collection & Delivery | Fixed & Outreach | [12 empty] | 1 | 1 | 0 | 0 | 0 | 0 | 1 | 145 | 0 | 0 | #DIV/0! | 0 | #DIV/0! | #DIV/0! | 0 | 0 | 0 | 0 | 0 | 0 | 145 | 0 | 0 | #DIV/0! | #DIV/0! | 0 | #N/A |  |  |  | #DIV/0! | [7 empty] | 0 | 0 |  |  |  | 0 |  | 1 | 1
| TETE | ANGÓNIA | ANGÓNIA | Chinhanda | [5 empty] | HC | MoH | SP | 12028.1961 |  | 1 | 1 | No | Collection & Delivery | Fixed & Outreach | [12 empty] | 0 | 0 | 0 | 0 | 0 | 0 | 0 | 0 | 0 | 0 | #DIV/0! | 0 | #DIV/0! | #DIV/0! | 0 | 0 | 0 | 0 | 0 | 0 | 0 | 0 | 0 | Extens_Solar | #DIV/0! | 0 | #N/A |  |  |  | 0 | [7 empty] | 0 | 0 |  |  |  | 0 |  | 1 | 1
| TETE | ANGÓNIA | ANGÓNIA | Chintholo | [5 empty] | HC | MoH | SP | 5201.7944 |  | 1 | 1 | No | Collection & Delivery | Fixed & Outreach | [12 empty] | 0 | 0 | 0 | 0 | 0 | 0 | 0 | 0 | 0 | 0 | #DIV/0! | 0 | #DIV/0! | #DIV/0! | 0 | 0 | 0 | 0 | 0 | 0 | 0 | 0 | 0 | Extens_Solar | #DIV/0! | 0 | #N/A |  |  |  | 0 | [7 empty] | 0 | 0 |  |  |  | 0 |  | 1 | 1
| TETE | CHIFUNDE | CHIFUNDE | Depósito D. CHIFUNDE | [5 empty] | DVS | MoH | LD | 399369 |  | 1 | 1 | 8-16 h | Collection & Delivery | No vaccination | [12 empty] | 2 | 2 | 0 | 0 | 0 | 0 | 1 | 290 | 0 | 0 | #DIV/0! | #DIV/0! | #DIV/0! | #DIV/0! | 0 | 0 | 0 | 0 | 0 | 0 | 290 | 0 | 0 | #DIV/0! | #DIV/0! | 0 | #N/A |  |  |  | #DIV/0! | [5 empty] | Extens_Electric | #DIV/0! | 0 | #N/A |  |  |  | 0 |  | 0 | 0
| TETE | CHIFUNDE | CHIFUNDE | Khamande | [5 empty] | HC | MoH | SP | 16638.3327 |  | 1 | 1 | No | Collection & Delivery | Fixed & Outreach | [12 empty] | 2 | 2 | 0 | 0 | 0 | 0 | 1 | 290 | 0 | 0 | #DIV/0! | 0 | #DIV/0! | #DIV/0! | 0 | 0 | 0 | 0 | 0 | 0 | 290 | 0 | 0 | #DIV/0! | #DIV/0! | 0 | #N/A |  |  |  | #DIV/0! | [7 empty] | 0 | 0 |  |  |  | 0 |  | 1 | 1
| TETE | CHIFUNDE | CHIFUNDE | Luia | [5 empty] | HC | MoH | SP | 37508.7075 |  | 1 | 1 | <8 h | Collection & Delivery | Fixed & Outreach | [12 empty] | 2 | 2 | 0 | 0 | 0 | 0 | 1 | 290 | 0 | 0 | #DIV/0! | 0 | #DIV/0! | #DIV/0! | 0 | 0 | 0 | 0 | 0 | 0 | 290 | 0 | 0 | #DIV/0! | #DIV/0! | 0 | #N/A |  |  |  | #DIV/0! | [7 empty] | 0 | 0 |  |  |  | 0 |  | 1 | 1
| TETE | CHIFUNDE | CHIFUNDE | Mualadzi | [5 empty] | HC | MoH | SP | 46101.3657 |  | 1 | 1 | No | Collection & Delivery | Fixed & Outreach | [12 empty] | 1 | 1 | 0 | 0 | 0 | 0 | 1 | 170 | 0 | 0 | #DIV/0! | 0 | #DIV/0! | #DIV/0! | 0 | 0 | 0 | 0 | 0 | 0 | 170 | 0 | 0 | #DIV/0! | #DIV/0! | 0 | #N/A |  |  |  | #DIV/0! | [7 empty] | 0 | 0 |  |  |  | 0 |  | 1 | 1
| TETE | CHIFUNDE | CHIFUNDE | Nkhanta | [5 empty] | HC | MoH | SP | 92500 |  | 1 | 1 | <8 h | Collection & Delivery | Fixed & Outreach | [12 empty] | 1 | 1 | 0 | 0 | 0 | 0 | 1 | 145 | 0 | 0 | #DIV/0! | 0 | #DIV/0! | #DIV/0! | 0 | 0 | 0 | 0 | 0 | 0 | 145 | 0 | 0 | #DIV/0! | #DIV/0! | 0 | #N/A |  |  |  | #DIV/0! | [7 empty] | 0 | 0 |  |  |  | 0 |  | 1 | 1
| TETE | CHIFUNDE | CHIFUNDE | Nsadzo | [5 empty] | HC | MoH | SP | 30017.6442 |  | 1 | 1 | No | Collection & Delivery | Fixed & Outreach | [12 empty] | 1 | 1 | 0 | 0 | 0 | 0 | 1 | 145 | 0 | 0 | #DIV/0! | 0 | #DIV/0! | #DIV/0! | 0 | 0 | 0 | 0 | 0 | 0 | 145 | 0 | 0 | #DIV/0! | #DIV/0! | 0 | #N/A |  |  |  | #DIV/0! | [7 empty] | 0 | 0 |  |  |  | 0 |  | 1 | 1
| TETE | CHIFUNDE | CHIFUNDE | Thequesse | [5 empty] | HC | MoH | SP | 24654.5876 |  | 1 | 1 | No | Collection & Delivery | Fixed & Outreach | [12 empty] | 1 | 1 | 0 | 0 | 0 | 0 | 1 | 145 | 0 | 0 | #DIV/0! | 0 | #DIV/0! | #DIV/0! | 0 | 0 | 0 | 0 | 0 | 0 | 145 | 0 | 0 | #DIV/0! | #DIV/0! | 0 | #N/A |  |  |  | #DIV/0! | [7 empty] | 0 | 0 |  |  |  | 0 |  | 1 | 1
| TETE | CHIFUNDE | CHIFUNDE | Kaunda | [5 empty] | HC | MoH | SP | 28475.8471 |  | 1 | 1 | No | Collection & Delivery | Fixed & Outreach | [12 empty] | 0 | 0 | 0 | 0 | 0 | 0 | 0 | 0 | 0 | 0 | #DIV/0! | 0 | #DIV/0! | #DIV/0! | 0 | 0 | 0 | 0 | 0 | 0 | 0 | 0 | 0 | Extens_Solar | #DIV/0! | 0 | #N/A |  |  |  | 0 | [7 empty] | 0 | 0 |  |  |  | 0 |  | 1 | 1
| TETE | CHIFUNDE | CHIFUNDE | Kazula | [5 empty] | HC | MoH | SP | 22037.3463 |  | 1 | 1 | No | Collection & Delivery | Fixed & Outreach | [12 empty] | 0 | 0 | 0 | 0 | 0 | 0 | 0 | 0 | 0 | 0 | #DIV/0! | 0 | #DIV/0! | #DIV/0! | 0 | 0 | 0 | 0 | 0 | 0 | 0 | 0 | 0 | Extens_Solar | #DIV/0! | 0 | #N/A |  |  |  | 0 | [7 empty] | 0 | 0 |  |  |  | 0 |  | 1 | 1
| TETE | MACANGA | MACANGA | Depósito D. MACANGA | [5 empty] | DVS | MoH | LD | 206223 |  | 1 | 1 | 8-16 h | Collection & Delivery | No vaccination | [12 empty] | 3 | 3 | 0 | 0 | 0 | 0 | 1 | 460 | 0 | 0 | #DIV/0! | #DIV/0! | #DIV/0! | #DIV/0! | 0 | 0 | 0 | 0 | 0 | 0 | 460 | 0 | 0 | #DIV/0! | #DIV/0! | 0 | #N/A |  |  |  | #DIV/0! | [5 empty] | Extens_Electric | #DIV/0! | 0 | #N/A |  |  |  | 0 |  | 0 | 0
| TETE | MACANGA | MACANGA | Furancungo | [5 empty] | HC | MoH | SP | 29938.1027 |  | 1 | 1 | No | Collection & Delivery | Fixed & Outreach | [12 empty] | 1 | 1 | 0 | 0 | 0 | 0 | 1 | 36 | 34.3 | 0 | #DIV/0! | 0 | #DIV/0! | #DIV/0! | 0 | 0 | 0 | 0 | 0 | 0 | 36 | 34.3 | 0 | #DIV/0! | #DIV/0! | 0 | #N/A |  |  |  | #DIV/0! | [7 empty] | 0 | 0 |  |  |  | 0 |  | 1 | 1
| TETE | MACANGA | MACANGA | Gandali | [5 empty] | HC | MoH | SP | 59502.4694 |  | 1 | 1 | <8 h | Collection & Delivery | Fixed & Outreach | [12 empty] | 1 | 1 | 0 | 0 | 0 | 0 | 1 | 80.5 | 0 | 0 | #DIV/0! | 0 | #DIV/0! | #DIV/0! | 0 | 0 | 0 | 0 | 0 | 0 | 80.5 | 0 | 0 | #DIV/0! | #DIV/0! | 0 | #N/A |  |  |  | #DIV/0! | [7 empty] | 0 | 0 |  |  |  | 0 |  | 1 | 1
| TETE | MACANGA | MACANGA | Kampala | [5 empty] | HC | MoH | SP | 20158.86 |  | 1 | 1 | <8 h | Collection & Delivery | Fixed & Outreach | [12 empty] | 1 | 1 | 0 | 0 | 0 | 0 | 1 | 55.5 | 0 | 0 | #DIV/0! | 0 | #DIV/0! | #DIV/0! | 0 | 0 | 0 | 0 | 0 | 0 | 55.5 | 0 | 0 | #DIV/0! | #DIV/0! | 0 | #N/A |  |  |  | #DIV/0! | [7 empty] | 0 | 0 |  |  |  | 0 |  | 1 | 1
| TETE | MACANGA | MACANGA | Miwanga | [5 empty] | HC | MoH | SP | 14110.4393 |  | 1 | 1 | <8 h | Collection & Delivery | Fixed & Outreach | [12 empty] | 1 | 1 | 0 | 0 | 0 | 0 | 1 | 55.5 | 0 | 0 | #DIV/0! | 0 | #DIV/0! | #DIV/0! | 0 | 0 | 0 | 0 | 0 | 0 | 55.5 | 0 | 0 | #DIV/0! | #DIV/0! | 0 | #N/A |  |  |  | #DIV/0! | [7 empty] | 0 | 0 |  |  |  | 0 |  | 1 | 1
| TETE | MACANGA | MACANGA | Mtchoncho | [5 empty] | HC | MoH | SP | 28305.8681 |  | 1 | 1 | No | Collection & Delivery | Fixed & Outreach | [12 empty] | 1 | 1 | 0 | 0 | 0 | 0 | 1 | 105 | 0 | 0 | #DIV/0! | 0 | #DIV/0! | #DIV/0! | 0 | 0 | 0 | 0 | 0 | 0 | 105 | 0 | 0 | #DIV/0! | #DIV/0! | 0 | #N/A |  |  |  | #DIV/0! | [7 empty] | 0 | 0 |  |  |  | 0 |  | 1 | 1
| TETE | MACANGA | MACANGA | Namandende | [5 empty] | HC | MoH | SP | 32178.3392 |  | 1 | 1 | No | Collection & Delivery | Fixed & Outreach | [12 empty] | 1 | 1 | 0 | 0 | 0 | 0 | 1 | 55.5 | 0 | 0 | #DIV/0! | 0 | #DIV/0! | #DIV/0! | 0 | 0 | 0 | 0 | 0 | 0 | 55.5 | 0 | 0 | #DIV/0! | #DIV/0! | 0 | #N/A |  |  |  | #DIV/0! | [7 empty] | 0 | 0 |  |  |  | 0 |  | 1 | 1
| TETE | MACANGA | MACANGA | Cazindira | [5 empty] | HC | MoH | SP | 7595.6658 |  | 1 | 1 | No | Collection & Delivery | Fixed & Outreach | [12 empty] | 0 | 0 | 0 | 0 | 0 | 0 | 0 | 0 | 0 | 0 | #DIV/0! | 0 | #DIV/0! | #DIV/0! | 0 | 0 | 0 | 0 | 0 | 0 | 0 | 0 | 0 | Extens_Solar | #DIV/0! | 0 | #N/A |  |  |  | 0 | [7 empty] | 0 | 0 |  |  |  | 0 |  | 1 | 1
| TETE | MACANGA | MACANGA | Chinthopo | [5 empty] | HC | MoH | SP | 8161.173 |  | 1 | 1 | No | Collection & Delivery | Fixed & Outreach | [12 empty] | 0 | 0 | 0 | 0 | 0 | 0 | 0 | 0 | 0 | 0 | #DIV/0! | 0 | #DIV/0! | #DIV/0! | 0 | 0 | 0 | 0 | 0 | 0 | 0 | 0 | 0 | Extens_Solar | #DIV/0! | 0 | #N/A |  |  |  | 0 | [7 empty] | 0 | 0 |  |  |  | 0 |  | 1 | 1
| TETE | MARÁVIA | MARÁVIA | Depósito D. MARÁVIA | [5 empty] | DVS | MoH | LD | 133964 |  | 1 | 1 | 8-16 h | Collection & Delivery | No vaccination | [12 empty] | 0 | 0 | 2 | 0 | 0 | 0 | 0 | 0 | 562 | 0 | #DIV/0! | #DIV/0! | #DIV/0! | #DIV/0! | 0 | 0 | 0 | 0 | 0 | 0 | 0 | 562 | 0 | Extens_Electric | #DIV/0! | 0 | #N/A |  |  |  | 0 | [5 empty] | #DIV/0! | #DIV/0! | 0 | #N/A |  |  |  | #DIV/0! |  | 0 | 0
| TETE | MARÁVIA | MARÁVIA | Fingue | [5 empty] | HC | MoH | SP | 31708.7177 |  | 1 | 1 | No | Collection & Delivery | Fixed & Outreach | [12 empty] | 2 | 2 | 0 | 0 | 0 | 0 | 1 | 210 | 0 | 0 | #DIV/0! | 0 | #DIV/0! | #DIV/0! | 0 | 0 | 0 | 0 | 0 | 0 | 210 | 0 | 0 | #DIV/0! | #DIV/0! | 0 | #N/A |  |  |  | #DIV/0! | [7 empty] | 0 | 0 |  |  |  | 0 |  | 1 | 1
| TETE | MARÁVIA | MARÁVIA | Kassuende | [5 empty] | HC | MoH | SP | 15425.5976 |  | 1 | 1 | No | Collection & Delivery | Fixed & Outreach | [12 empty] | 1 | 1 | 0 | 0 | 0 | 0 | 1 | 105 | 0 | 0 | #DIV/0! | 0 | #DIV/0! | #DIV/0! | 0 | 0 | 0 | 0 | 0 | 0 | 105 | 0 | 0 | #DIV/0! | #DIV/0! | 0 | #N/A |  |  |  | #DIV/0! | [7 empty] | 0 | 0 |  |  |  | 0 |  | 1 | 1
| TETE | MARÁVIA | MARÁVIA | Malowera | [5 empty] | HC | MoH | SP | 17055.653 |  | 1 | 1 | <8 h | Collection & Delivery | Fixed & Outreach | [12 empty] | 1 | 1 | 0 | 0 | 0 | 0 | 1 | 105 | 0 | 0 | #DIV/0! | 0 | #DIV/0! | #DIV/0! | 0 | 0 | 0 | 0 | 0 | 0 | 105 | 0 | 0 | #DIV/0! | #DIV/0! | 0 | #N/A |  |  |  | #DIV/0! | [7 empty] | 0 | 0 |  |  |  | 0 |  | 1 | 1
| TETE | MARÁVIA | MARÁVIA | Uncanha | [5 empty] | HC | MoH | SP | 29963.1637 |  | 1 | 1 | No | Collection & Delivery | Fixed & Outreach | [12 empty] | 1 | 1 | 0 | 0 | 0 | 0 | 1 | 105 | 0 | 0 | #DIV/0! | 0 | #DIV/0! | #DIV/0! | 0 | 0 | 0 | 0 | 0 | 0 | 105 | 0 | 0 | #DIV/0! | #DIV/0! | 0 | #N/A |  |  |  | #DIV/0! | [7 empty] | 0 | 0 |  |  |  | 0 |  | 1 | 1
| TETE | MARÁVIA | MARÁVIA | 25 de Setembro | [5 empty] | HC | MoH | SP | 7338.518 |  | 1 | 1 | No | Collection & Delivery | Fixed & Outreach | [12 empty] | 0 | 0 | 0 | 0 | 0 | 0 | 0 | 0 | 0 | 0 | #DIV/0! | 0 | #DIV/0! | #DIV/0! | 0 | 0 | 0 | 0 | 0 | 0 | 0 | 0 | 0 | Extens_Solar | #DIV/0! | 0 | #N/A |  |  |  | 0 | [7 empty] | 0 | 0 |  |  |  | 0 |  | 1 | 1
| TETE | MARÁVIA | MARÁVIA | Benga | [5 empty] | HC | MoH | SP | 21225.5874 |  | 1 | 1 | No | Collection & Delivery | Fixed & Outreach | [12 empty] | 0 | 0 | 0 | 0 | 0 | 0 | 0 | 0 | 0 | 0 | #DIV/0! | 0 | #DIV/0! | #DIV/0! | 0 | 0 | 0 | 0 | 0 | 0 | 0 | 0 | 0 | Extens_Solar | #DIV/0! | 0 | #N/A |  |  |  | 0 | [7 empty] | 0 | 0 |  |  |  | 0 |  | 1 | 1
| TETE | ZUMBO | ZUMBO | Depósito D. ZUMBO | [5 empty] | DVS | MoH | LD | 131253 |  | 1 | 1 | 8-16 h | Collection & Delivery | No vaccination | [12 empty] | 2 | 2 | 0 | 0 | 0 | 0 | 1 | 80.5 | 0 | 0 | #DIV/0! | #DIV/0! | #DIV/0! | #DIV/0! | 1 | 0 | 0 | 0 | 0 | 1 | 80.5 | 0 | 0 | #DIV/0! | #DIV/0! | 0 | #N/A |  |  |  | #DIV/0! | [5 empty] | Extens_Electric | #DIV/0! | 0 | #N/A |  |  |  | 0 |  | 0 | 0
| TETE | ZUMBO | ZUMBO | Mucangadzi | [5 empty] | HC | MoH | SP | 6910.3016 |  | 1 | 1 | No | Collection & Delivery | Fixed & Outreach | [12 empty] | 2 | 2 | 0 | 0 | 0 | 0 | 1 | 116.5 | 34.3 | 0 | #DIV/0! | 0 | #DIV/0! | #DIV/0! | 0 | 0 | 0 | 0 | 0 | 0 | 116.5 | 34.3 | 0 | #DIV/0! | #DIV/0! | 0 | #N/A |  |  |  | #DIV/0! | [7 empty] | 0 | 0 |  |  |  | 0 |  | 1 | 1
| TETE | ZUMBO | ZUMBO | Muze | [5 empty] | HC | MoH | SP | 33804.0362 |  | 1 | 1 | No | Collection & Delivery | Fixed & Outreach | [12 empty] | 2 | 2 | 0 | 0 | 0 | 0 | 1 | 161 | 0 | 0 | #DIV/0! | 0 | #DIV/0! | #DIV/0! | 0 | 0 | 0 | 0 | 0 | 0 | 161 | 0 | 0 | #DIV/0! | #DIV/0! | 0 | #N/A |  |  |  | #DIV/0! | [7 empty] | 0 | 0 |  |  |  | 0 |  | 1 | 1
| TETE | ZUMBO | ZUMBO | Tongue | [5 empty] | HC | MoH | SP | 2167.2327 |  | 1 | 1 | No | Collection & Delivery | Fixed & Outreach | [12 empty] | 1 | 1 | 0 | 0 | 0 | 0 | 1 | 36 | 34.3 | 0 | #DIV/0! | 0 | #DIV/0! | #DIV/0! | 0 | 0 | 0 | 0 | 0 | 0 | 36 | 34.3 | 0 | #DIV/0! | #DIV/0! | 0 | #N/A |  |  |  | #DIV/0! | [7 empty] | 0 | 0 |  |  |  | 0 |  | 1 | 1
| TETE | ZUMBO | ZUMBO | Zambue | [5 empty] | HC | MoH | SP | 17014.2478 |  | 1 | 1 | No | Collection & Delivery | Fixed & Outreach | [12 empty] | 1 | 1 | 0 | 0 | 0 | 0 | 1 | 80.5 | 0 | 0 | #DIV/0! | 0 | #DIV/0! | #DIV/0! | 0 | 0 | 0 | 0 | 0 | 0 | 80.5 | 0 | 0 | #DIV/0! | #DIV/0! | 0 | #N/A |  |  |  | #DIV/0! | [7 empty] | 0 | 0 |  |  |  | 0 |  | 1 | 1
| TETE | ZUMBO | ZUMBO | B.Gruveta | [5 empty] | HC | MoH | SP | 17956.7598 |  | 1 | 1 | No | Collection & Delivery | Fixed & Outreach | [12 empty] | 0 | 0 | 0 | 0 | 0 | 0 | 0 | 0 | 0 | 0 | #DIV/0! | 0 | #DIV/0! | #DIV/0! | 0 | 0 | 0 | 0 | 0 | 0 | 0 | 0 | 0 | Extens_Solar | #DIV/0! | 0 | #N/A |  |  |  | 0 | [7 empty] | 0 | 0 |  |  |  | 0 |  | 1 | 1
| TETE | ZUMBO | ZUMBO | Caiaia | [5 empty] | HC | MoH | SP | 30658.3344 |  | 1 | 1 | No | Collection & Delivery | Fixed & Outreach | [12 empty] | 0 | 0 | 0 | 0 | 0 | 0 | 0 | 0 | 0 | 0 | #DIV/0! | 0 | #DIV/0! | #DIV/0! | 0 | 0 | 0 | 0 | 0 | 0 | 0 | 0 | 0 | Extens_Solar | #DIV/0! | 0 | #N/A |  |  |  | 0 | [7 empty] | 0 | 0 |  |  |  | 0 |  | 1 | 1
| TETE | TSANGANO | TSANGANO | Depósito D. TSANGANO | [5 empty] | DVS | MoH | LD | 112809 |  | 1 | 1 | 8-16 h | Collection & Delivery | No vaccination | [12 empty] | 2 | 2 | 0 | 0 | 0 | 0 | 1 | 72 | 68.6 | 0 | #DIV/0! | #DIV/0! | #DIV/0! | #DIV/0! | 0 | 0 | 0 | 0 | 0 | 0 | 72 | 68.6 | 0 | #DIV/0! | #DIV/0! | 0 | #N/A |  |  |  | #DIV/0! | [5 empty] | #DIV/0! | #DIV/0! | 0 | #N/A |  |  |  | #DIV/0! |  | 0 | 0
| TETE | TSANGANO | TSANGANO | Kalipare | [5 empty] | HC | MoH | SP | 15109.6109 |  | 1 | 1 | No | Collection & Delivery | Fixed & Outreach | [12 empty] | 2 | 2 | 0 | 0 | 0 | 0 | 1 | 116.5 | 34.3 | 0 | #DIV/0! | 0 | #DIV/0! | #DIV/0! | 0 | 0 | 0 | 0 | 0 | 0 | 116.5 | 34.3 | 0 | #DIV/0! | #DIV/0! | 0 | #N/A |  |  |  | #DIV/0! | [7 empty] | 0 | 0 |  |  |  | 0 |  | 1 | 1
| TETE | TSANGANO | TSANGANO | Maconge | [5 empty] | HC | MoH | SP | 27427.6431 |  | 1 | 1 | No | Collection & Delivery | Fixed & Outreach | [12 empty] | 2 | 2 | 0 | 0 | 0 | 0 | 1 | 116.5 | 34.3 | 0 | #DIV/0! | 0 | #DIV/0! | #DIV/0! | 0 | 0 | 0 | 0 | 0 | 0 | 116.5 | 34.3 | 0 | #DIV/0! | #DIV/0! | 0 | #N/A |  |  |  | #DIV/0! | [7 empty] | 0 | 0 |  |  |  | 0 |  | 1 | 1
| TETE | TSANGANO | TSANGANO | Ntengowambalame | [5 empty] | HC | MoH | SP | 1154.9858 |  | 1 | 1 | No | Collection & Delivery | Fixed & Outreach | [12 empty] | 1 | 1 | 0 | 0 | 0 | 0 | 1 | 36 | 34.3 | 0 | #DIV/0! | 0 | #DIV/0! | #DIV/0! | 0 | 0 | 0 | 0 | 0 | 0 | 36 | 34.3 | 0 | #DIV/0! | #DIV/0! | 0 | #N/A |  |  |  | #DIV/0! | [7 empty] | 0 | 0 |  |  |  | 0 |  | 1 | 1
| TETE | TSANGANO | TSANGANO | Tsangano-sede | [5 empty] | HC | MoH | SP | 22217.1318 |  | 1 | 1 | No | Collection & Delivery | Fixed & Outreach | [12 empty] | 1 | 1 | 0 | 0 | 0 | 0 | 1 | 105 | 0 | 0 | #DIV/0! | 0 | #DIV/0! | #DIV/0! | 0 | 0 | 0 | 0 | 0 | 0 | 105 | 0 | 0 | #DIV/0! | #DIV/0! | 0 | #N/A |  |  |  | #DIV/0! | [7 empty] | 0 | 0 |  |  |  | 0 |  | 1 | 1
| TETE | TSANGANO | TSANGANO | CS Mphangula | [5 empty] | HC | MoH | SP | 4026.106 |  | 1 | 1 | <8 h | Collection & Delivery | Fixed & Outreach | [12 empty] | 0 | 0 | 0 | 0 | 0 | 0 | 0 | 0 | 0 | 0 | #DIV/0! | 0 | #DIV/0! | #DIV/0! | 0 | 0 | 0 | 0 | 0 | 0 | 0 | 0 | 0 | Extens_Solar | #DIV/0! | 0 | #N/A |  |  |  | 0 | [7 empty] | 0 | 0 |  |  |  | 0 |  | 1 | 1
| TETE | TSANGANO | TSANGANO | Minga | [5 empty] | HC | MoH | SP | 7635.9814 |  | 1 | 1 | <8 h | Collection & Delivery | Fixed & Outreach | [12 empty] | 0 | 0 | 0 | 0 | 0 | 0 | 0 | 0 | 0 | 0 | #DIV/0! | 0 | #DIV/0! | #DIV/0! | 0 | 0 | 0 | 0 | 0 | 0 | 0 | 0 | 0 | Extens_Solar | #DIV/0! | 0 | #N/A |  |  |  | 0 | [7 empty] | 0 | 0 |  |  |  | 0 |  | 1 | 1
| TETE | CHANGARA | CHANGARA | Depósito D. CHANGARA | [5 empty] | DVS | MoH | LD | 198858 |  | 1 | 1 | 8-16 h | Collection & Delivery | No vaccination | [12 empty] | 0 | 0 | 3 | 0 | 0 | 0 | 0 | 0 | 562 | 0 | #DIV/0! | #DIV/0! | #DIV/0! | #DIV/0! | 1 | 0 | 0 | 0 | 0 | 1 | 0 | 562 | 0 | Extens_Electric | #DIV/0! | 0 | #N/A |  |  |  | 0 | [5 empty] | #DIV/0! | #DIV/0! | 0 | #N/A |  |  |  | #DIV/0! |  | 0 | 0
| TETE | CHANGARA | CHANGARA | Chioco | [5 empty] | HC | MoH | SP | 12039.0922 |  | 1 | 1 | <8 h | Collection & Delivery | Fixed & Outreach | [12 empty] | 1 | 1 | 0 | 0 | 0 | 0 | 1 | 55.5 | 0 | 0 | #DIV/0! | 0 | #DIV/0! | #DIV/0! | 0 | 0 | 0 | 0 | 0 | 0 | 55.5 | 0 | 0 | #DIV/0! | #DIV/0! | 0 | #N/A |  |  |  | #DIV/0! | [7 empty] | 0 | 0 |  |  |  | 0 |  | 1 | 1
| TETE | CHANGARA | CHANGARA | Dzunga | [5 empty] | HC | MoH | SP | 9455.6287 |  | 1 | 1 | No | Collection & Delivery | Fixed & Outreach | [12 empty] | 1 | 1 | 0 | 0 | 0 | 0 | 1 | 0 | 0 | 0 | #DIV/0! | 0 | #DIV/0! | #DIV/0! | 1 | 0 | 0 | 0 | 0 | 1 | 0 | 0 | 0 | #DIV/0! | #DIV/0! | 0 | #N/A |  |  |  | #DIV/0! | [7 empty] | 0 | 0 |  |  |  | 0 |  | 1 | 1
| TETE | CHANGARA | CHANGARA | Goba | [5 empty] | HC | MoH | SP | 8606.8232 |  | 1 | 1 | No | Collection & Delivery | Fixed & Outreach | [12 empty] | 1 | 1 | 0 | 0 | 0 | 0 | 1 | 80.5 | 0 | 0 | #DIV/0! | 0 | #DIV/0! | #DIV/0! | 0 | 0 | 0 | 0 | 0 | 0 | 80.5 | 0 | 0 | #DIV/0! | #DIV/0! | 0 | #N/A |  |  |  | #DIV/0! | [7 empty] | 0 | 0 |  |  |  | 0 |  | 1 | 1
| TETE | CHANGARA | CHANGARA | Mazoe | [5 empty] | HC | MoH | SP | 17661.4757 |  | 1 | 1 | No | Collection & Delivery | Fixed & Outreach | [12 empty] | 1 | 1 | 0 | 0 | 0 | 0 | 1 | 36 | 34.3 | 0 | #DIV/0! | 0 | #DIV/0! | #DIV/0! | 0 | 0 | 0 | 0 | 0 | 0 | 36 | 34.3 | 0 | #DIV/0! | #DIV/0! | 0 | #N/A |  |  |  | #DIV/0! | [7 empty] | 0 | 0 |  |  |  | 0 |  | 1 | 1
| TETE | CHANGARA | CHANGARA | Missaua | [5 empty] | HC | MoH | SP | 16661.2144 |  | 1 | 1 | No | Collection & Delivery | Fixed & Outreach | [12 empty] | 1 | 1 | 0 | 0 | 0 | 0 | 1 | 80.5 | 0 | 0 | #DIV/0! | 0 | #DIV/0! | #DIV/0! | 0 | 0 | 0 | 0 | 0 | 0 | 80.5 | 0 | 0 | #DIV/0! | #DIV/0! | 0 | #N/A |  |  |  | #DIV/0! | [7 empty] | 0 | 0 |  |  |  | 0 |  | 1 | 1
| TETE | CHANGARA | CHANGARA | Mphalamabue | [5 empty] | HC | MoH | SP | 11073.6984 |  | 1 | 1 | <8 h | Collection & Delivery | Fixed & Outreach | [12 empty] | 1 | 1 | 0 | 0 | 0 | 0 | 1 | 55.5 | 0 | 0 | #DIV/0! | 0 | #DIV/0! | #DIV/0! | 0 | 0 | 0 | 0 | 0 | 0 | 55.5 | 0 | 0 | #DIV/0! | #DIV/0! | 0 | #N/A |  |  |  | #DIV/0! | [7 empty] | 0 | 0 |  |  |  | 0 |  | 1 | 1
| TETE | CHANGARA | CHANGARA | Nachinanga | [5 empty] | HC | MoH | SP | 6427.6047 |  | 1 | 1 | <8 h | Collection & Delivery | Fixed & Outreach | [12 empty] | 1 | 1 | 0 | 0 | 0 | 0 | 1 | 105 | 0 | 0 | #DIV/0! | 0 | #DIV/0! | #DIV/0! | 0 | 0 | 0 | 0 | 0 | 0 | 105 | 0 | 0 | #DIV/0! | #DIV/0! | 0 | #N/A |  |  |  | #DIV/0! | [7 empty] | 0 | 0 |  |  |  | 0 |  | 1 | 1
| TETE | CHANGARA | CHANGARA | Ntemangau | [5 empty] | HC | MoH | SP | 10684.7079 |  | 1 | 1 | No | Collection & Delivery | Fixed & Outreach | [12 empty] | 1 | 1 | 0 | 0 | 0 | 0 | 1 | 55.5 | 0 | 0 | #DIV/0! | 0 | #DIV/0! | #DIV/0! | 0 | 0 | 0 | 0 | 0 | 0 | 55.5 | 0 | 0 | #DIV/0! | #DIV/0! | 0 | #N/A |  |  |  | #DIV/0! | [7 empty] | 0 | 0 |  |  |  | 0 |  | 1 | 1
| TETE | CHANGARA | CHANGARA | Bolimo | [5 empty] | HC | MoH | SP | 60157.3245 |  | 1 | 1 | No | Collection & Delivery | Fixed & Outreach | [12 empty] | 0 | 0 | 0 | 0 | 0 | 0 | 0 | 0 | 0 | 0 | #DIV/0! | 0 | #DIV/0! | #DIV/0! | 0 | 0 | 0 | 0 | 0 | 0 | 0 | 0 | 0 | Extens_Solar | #DIV/0! | 0 | #N/A |  |  |  | 0 | [7 empty] | 0 | 0 |  |  |  | 0 |  | 1 | 1
| TETE | CHANGARA | CHANGARA | Chifunde-Sede | [5 empty] | HC | MoH | SP | 26822.9099 |  | 1 | 1 | No | Collection & Delivery | Fixed & Outreach | [12 empty] | 0 | 0 | 0 | 0 | 0 | 0 | 0 | 0 | 0 | 0 | #DIV/0! | 0 | #DIV/0! | #DIV/0! | 0 | 0 | 0 | 0 | 0 | 0 | 0 | 0 | 0 | Extens_Solar | #DIV/0! | 0 | #N/A |  |  |  | 0 | [7 empty] | 0 | 0 |  |  |  | 0 |  | 1 | 1
| TETE | DOA | DOA | Depósito D. DOA | [5 empty] | DVS | MoH | LD | 179418 |  | 1 | 1 | 8-16 h | Collection & Delivery | No vaccination | [12 empty] | 0 | 0 | 2 | 0 | 0 | 0 | 0 | 0 | 562 | 0 | #DIV/0! | #DIV/0! | #DIV/0! | #DIV/0! | 0 | 0 | 0 | 0 | 0 | 0 | 0 | 562 | 0 | Extens_Electric | #DIV/0! | 0 | #N/A |  |  |  | 0 | [5 empty] | #DIV/0! | #DIV/0! | 0 | #N/A |  |  |  | #DIV/0! |  | 0 | 0
| TETE | DOA | DOA | Doa | [5 empty] | HC | MoH | SP | 62303.8547 |  | 1 | 1 | No | Collection & Delivery | Fixed & Outreach | [12 empty] | 0 | 0 | 0 | 0 | 0 | 0 | 0 | 0 | 0 | 0 | #DIV/0! | 0 | #DIV/0! | #DIV/0! | 0 | 0 | 0 | 0 | 0 | 0 | 0 | 0 | 0 | Extens_Solar | #DIV/0! | 0 | #N/A |  |  |  | 0 | [7 empty] | 0 | 0 |  |  |  | 0 |  | 1 | 1
| TETE | DOA | DOA | Fortuna | [5 empty] | HC | MoH | SP | 9653.9376 |  | 1 | 1 | No | Collection & Delivery | Fixed & Outreach | [12 empty] | 1 | 1 | 1 | 0 | 0 | 0 | 1 | 0 | 281 | 0 | #DIV/0! | 0 | #DIV/0! | #DIV/0! | 1 | 0 | 0 | 0 | 0 | 1 | 0 | 281 | 0 | #DIV/0! | #DIV/0! | 0 | #N/A |  |  |  | #DIV/0! | [7 empty] | 0 | 0 |  |  |  | 0 |  | 1 | 1
| TETE | DOA | DOA | Bawe | [5 empty] | HC | MoH | SP | 21166.7485 |  | 1 | 1 | No | Collection & Delivery | Fixed & Outreach | [12 empty] | 2 | 2 | 0 | 0 | 0 | 0 | 1 | 116.5 | 34.3 | 0 | #DIV/0! | 0 | #DIV/0! | #DIV/0! | 0 | 0 | 0 | 0 | 0 | 0 | 116.5 | 34.3 | 0 | #DIV/0! | #DIV/0! | 0 | #N/A |  |  |  | #DIV/0! | [7 empty] | 0 | 0 |  |  |  | 0 |  | 1 | 1
| TETE | DOA | DOA | Chidzolomondo | [5 empty] | HC | MoH | SP | 54794.268 |  | 1 | 1 | No | Collection & Delivery | Fixed & Outreach | [12 empty] | 2 | 2 | 0 | 0 | 0 | 0 | 1 | 72 | 68.6 | 0 | #DIV/0! | 0 | #DIV/0! | #DIV/0! | 0 | 0 | 0 | 0 | 0 | 0 | 72 | 68.6 | 0 | #DIV/0! | #DIV/0! | 0 | #N/A |  |  |  | #DIV/0! | [7 empty] | 0 | 0 |  |  |  | 0 |  | 1 | 1
| TETE | MUTARARA | MUTARARA | Depósito D. MUTARARA | [5 empty] | DVS | MoH | LD | 273983 |  | 1 | 1 | 8-16 h | Collection & Delivery | No vaccination | [12 empty] | 3 | 3 | 0 | 0 | 0 | 0 | 1 | 152.5 | 68.6 | 0 | #DIV/0! | #DIV/0! | #DIV/0! | #DIV/0! | 0 | 0 | 0 | 0 | 0 | 0 | 152.5 | 68.6 | 0 | #DIV/0! | #DIV/0! | 0 | #N/A |  |  |  | #DIV/0! | [5 empty] | #DIV/0! | #DIV/0! | 0 | #N/A |  |  |  | #DIV/0! |  | 0 | 0
| TETE | MUTARARA | MUTARARA | Inhangoma | [5 empty] | HC | MoH | SP | 41569.681 |  | 1 | 1 | <8 h | Collection & Delivery | Fixed & Outreach | [12 empty] | 1 | 1 | 0 | 0 | 0 | 0 | 1 | 36 | 34.3 | 0 | #DIV/0! | 0 | #DIV/0! | #DIV/0! | 0 | 0 | 0 | 0 | 0 | 0 | 36 | 34.3 | 0 | #DIV/0! | #DIV/0! | 0 | #N/A |  |  |  | #DIV/0! | [7 empty] | 0 | 0 |  |  |  | 0 |  | 1 | 1
| TETE | MUTARARA | MUTARARA | Jardim | [5 empty] | HC | MoH | SP | 25878.2188 |  | 1 | 1 | No | Collection & Delivery | Fixed & Outreach | [12 empty] | 1 | 1 | 0 | 0 | 0 | 0 | 1 | 80.5 | 0 | 0 | #DIV/0! | 0 | #DIV/0! | #DIV/0! | 0 | 0 | 0 | 0 | 0 | 0 | 80.5 | 0 | 0 | #DIV/0! | #DIV/0! | 0 | #N/A |  |  |  | #DIV/0! | [7 empty] | 0 | 0 |  |  |  | 0 |  | 1 | 1
| TETE | MUTARARA | MUTARARA | Nhamayabue | [5 empty] | HC | MoH | SP | 43510.275 |  | 1 | 1 | No | Collection & Delivery | Fixed & Outreach | [12 empty] | 1 | 1 | 0 | 0 | 0 | 0 | 1 | 36 | 34.3 | 0 | #DIV/0! | 0 | #DIV/0! | #DIV/0! | 0 | 0 | 0 | 0 | 0 | 0 | 36 | 34.3 | 0 | #DIV/0! | #DIV/0! | 0 | #N/A |  |  |  | #DIV/0! | [7 empty] | 0 | 0 |  |  |  | 0 |  | 1 | 1
| TETE | MUTARARA | MUTARARA | Nhapale | [5 empty] | HC | MoH | SP | 3503.0936 |  | 1 | 1 | <8 h | Collection & Delivery | Fixed & Outreach | [12 empty] | 1 | 1 | 0 | 0 | 0 | 0 | 1 | 80.5 | 0 | 0 | #DIV/0! | 0 | #DIV/0! | #DIV/0! | 0 | 0 | 0 | 0 | 0 | 0 | 80.5 | 0 | 0 | #DIV/0! | #DIV/0! | 0 | #N/A |  |  |  | #DIV/0! | [7 empty] | 0 | 0 |  |  |  | 0 |  | 1 | 1
| TETE | MUTARARA | MUTARARA | Sinjal | [5 empty] | HC | MoH | SP | 11522.6174 |  | 1 | 1 | <8 h | Collection & Delivery | Fixed & Outreach | [12 empty] | 2 | 2 | 0 | 0 | 0 | 0 | 1 | 72 | 68.6 | 0 | #DIV/0! | 0 | #DIV/0! | #DIV/0! | 0 | 0 | 0 | 0 | 0 | 0 | 72 | 68.6 | 0 | #DIV/0! | #DIV/0! | 0 | #N/A |  |  |  | #DIV/0! | [7 empty] | 0 | 0 |  |  |  | 0 |  | 1 | 1
| TETE | MUTARARA | MUTARARA | Traquino | [5 empty] | HC | MoH | SP | 35484.2136 |  | 1 | 1 | No | Collection & Delivery | Fixed & Outreach | [12 empty] | 2 | 2 | 0 | 0 | 0 | 0 | 1 | 72 | 68.6 | 0 | #DIV/0! | 0 | #DIV/0! | #DIV/0! | 0 | 0 | 0 | 0 | 0 | 0 | 72 | 68.6 | 0 | #DIV/0! | #DIV/0! | 0 | #N/A |  |  |  | #DIV/0! | [7 empty] | 0 | 0 |  |  |  | 0 |  | 1 | 1
| TETE | MUTARARA | MUTARARA | VN Fronteira | [5 empty] | HC | MoH | SP | 32001.8225 |  | 1 | 1 | No | Collection & Delivery | Fixed & Outreach | [12 empty] | 0 | 0 | 0 | 0 | 0 | 0 | 0 | 0 | 0 | 0 | #DIV/0! | 0 | #DIV/0! | #DIV/0! | 0 | 0 | 0 | 0 | 0 | 0 | 0 | 0 | 0 | Extens_Solar | #DIV/0! | 0 | #N/A |  |  |  | 0 | [7 empty] | 0 | 0 |  |  |  | 0 |  | 1 | 1
| TETE | MUTARARA | MUTARARA | Banga | [5 empty] | HC | MoH | SP | 5634.3692 |  | 1 | 1 | No | Collection & Delivery | Fixed & Outreach | [12 empty] | 0 | 0 | 0 | 0 | 0 | 0 | 0 | 0 | 0 | 0 | #DIV/0! | 0 | #DIV/0! | #DIV/0! | 0 | 0 | 0 | 0 | 0 | 0 | 0 | 0 | 0 | Extens_Solar | #DIV/0! | 0 | #N/A |  |  |  | 0 | [7 empty] | 0 | 0 |  |  |  | 0 |  | 1 | 1
| TETE | MUTARARA | MUTARARA | Chinvano | [5 empty] | HC | MoH | SP | 40589.0327 |  | 1 | 1 | No | Collection & Delivery | Fixed & Outreach | [12 empty] | 0 | 0 | 0 | 0 | 0 | 0 | 0 | 0 | 0 | 0 | #DIV/0! | 0 | #DIV/0! | #DIV/0! | 0 | 0 | 0 | 0 | 0 | 0 | 0 | 0 | 0 | Extens_Solar | #DIV/0! | 0 | #N/A |  |  |  | 0 | [7 empty] | 0 | 0 |  |  |  | 0 |  | 1 | 1
| TETE | CIDADE DE TETE | CIDADE DE TETE | Depósito D. da CIDADE DE TETE | [5 empty] | DVS | MoH | LD | 683349 |  | 1 | 1 | 8-16 h | Collection & Delivery | No vaccination | [12 empty] | 4 | 4 | 0 | 0 | 0 | 0 | 1 | 322 | 0 | 0 | #DIV/0! | #DIV/0! | #DIV/0! | #DIV/0! | 0 | 0 | 0 | 0 | 0 | 0 | 322 | 0 | 0 | #DIV/0! | #DIV/0! | 0 | #N/A |  |  |  | #DIV/0! | [5 empty] | Extens_Electric | #DIV/0! | 0 | #N/A |  |  |  | 0 |  | 0 | 0
| TETE | CIDADE DE TETE | CIDADE DE TETE | C.S. Nr. 1 | [5 empty] | HC | MoH | SP | 92600 |  | 1 | 1 | <8 h | Collection & Delivery | Fixed & Outreach | [12 empty] | 1 | 1 | 0 | 0 | 0 | 0 | 1 | 80.5 | 0 | 0 | #DIV/0! | 0 | #DIV/0! | #DIV/0! | 0 | 0 | 0 | 0 | 0 | 0 | 80.5 | 0 | 0 | #DIV/0! | #DIV/0! | 0 | #N/A |  |  |  | #DIV/0! | [7 empty] | 0 | 0 |  |  |  | 0 |  | 1 | 1
| TETE | CIDADE DE TETE | CIDADE DE TETE | C.S. Nr. 2 | [5 empty] | HC | MoH | SP | 65513.8434 |  | 1 | 1 | <8 h | Collection & Delivery | Fixed & Outreach | [12 empty] | 2 | 2 | 0 | 0 | 0 | 0 | 1 | 161 | 0 | 0 | #DIV/0! | 0 | #DIV/0! | #DIV/0! | 0 | 0 | 0 | 0 | 0 | 0 | 161 | 0 | 0 | #DIV/0! | #DIV/0! | 0 | #N/A |  |  |  | #DIV/0! | [7 empty] | 0 | 0 |  |  |  | 0 |  | 1 | 1
| TETE | CIDADE DE TETE | CIDADE DE TETE | C.S. Nr. 3 | [5 empty] | HC | MoH | SP | 71584 |  | 1 | 1 | <8 h | Collection & Delivery | Fixed & Outreach | [12 empty] | 2 | 2 | 0 | 0 | 0 | 0 | 1 | 161 | 0 | 0 | #DIV/0! | 0 | #DIV/0! | #DIV/0! | 0 | 0 | 0 | 0 | 0 | 0 | 161 | 0 | 0 | #DIV/0! | #DIV/0! | 0 | #N/A |  |  |  | #DIV/0! | [7 empty] | 0 | 0 |  |  |  | 0 |  | 1 | 1
| TETE | CIDADE DE TETE | CIDADE DE TETE | C.S. Nr. 4 | [5 empty] | HC | MoH | SP | 59571 |  | 1 | 1 | <8 h | Collection & Delivery | Fixed & Outreach | [12 empty] | 2 | 2 | 0 | 0 | 0 | 0 | 1 | 161 | 0 | 0 | #DIV/0! | 0 | #DIV/0! | #DIV/0! | 0 | 0 | 0 | 0 | 0 | 0 | 161 | 0 | 0 | #DIV/0! | #DIV/0! | 0 | #N/A |  |  |  | #DIV/0! | [7 empty] | 0 | 0 |  |  |  | 0 |  | 1 | 1
| TETE | CIDADE DE TETE | CIDADE DE TETE | C.S. Phandue | [5 empty] | HC | MoH | SP | 55190 |  | 1 | 1 | <8 h | Collection & Delivery | Fixed & Outreach | [12 empty] | 0 | 0 | 0 | 0 | 0 | 0 | 0 | 0 | 0 | 0 | #DIV/0! | 0 | #DIV/0! | #DIV/0! | 0 | 0 | 0 | 0 | 0 | 0 | 0 | 0 | 0 | Extens_Solar | #DIV/0! | 0 | #N/A |  |  |  | 0 | [7 empty] | 0 | 0 |  |  |  | 0 |  | 1 | 1
| TETE | CIDADE DE TETE | CIDADE DE TETE | Chingodzi | [5 empty] | HC | MoH | SP | 50769 |  | 1 | 1 | <8 h | Collection & Delivery | Fixed & Outreach | [12 empty] | 1 | 1 | 0 | 0 | 0 | 0 | 1 | 80.5 | 0 | 0 | #DIV/0! | 0 | #DIV/0! | #DIV/0! | 0 | 0 | 0 | 0 | 0 | 0 | 80.5 | 0 | 0 | #DIV/0! | #DIV/0! | 0 | #N/A |  |  |  | #DIV/0! | [7 empty] | 0 | 0 |  |  |  | 0 |  | 1 | 1
| TETE | CIDADE DE TETE | CIDADE DE TETE | Ancuase | [5 empty] | HC | MoH | SP | 46407 |  | 1 | 1 | <8 h | Collection & Delivery | Fixed & Outreach | [12 empty] | 1 | 1 | 0 | 0 | 0 | 0 | 1 | 0 | 0 | 0 | #DIV/0! | 0 | #DIV/0! | #DIV/0! | 1 | 0 | 0 | 0 | 0 | 1 | 0 | 0 | 0 | #DIV/0! | #DIV/0! | 0 | #N/A |  |  |  | #DIV/0! | [7 empty] | 0 | 0 |  |  |  | 0 |  | 1 | 1
| TETE | CIDADE DE TETE | CIDADE DE TETE | Chueza | [5 empty] | HC | MoH | SP | 52033 |  | 1 | 1 | <8 h | Collection & Delivery | Fixed & Outreach | [12 empty] | 1 | 1 | 0 | 0 | 0 | 0 | 1 | 80.5 | 0 | 0 | #DIV/0! | 0 | #DIV/0! | #DIV/0! | 0 | 0 | 0 | 0 | 0 | 0 | 80.5 | 0 | 0 | #DIV/0! | #DIV/0! | 0 | #N/A |  |  |  | #DIV/0! | [7 empty] | 0 | 0 |  |  |  | 0 |  | 1 | 1
| MANICA | CIDADE DE CHIMOIO | CIDADE DE CHIMOIO | Armazém Provincial de Vacinas de Manica | [5 empty] | PVS | MoH | SN1 | 2780703 | 1148 | 1 | 1 | >16 h | Collection & Delivery | No vaccination | [12 empty] | 4 | 4 | 1 | 0 | 3 | 0 | 1 | 16882 | 281 | 0 | #DIV/0! | #DIV/0! | #DIV/0! | #DIV/0! | 0 | 0 | 0 | 0 | 0 | 0 | 16882 | 281 | 0 | #DIV/0! | #DIV/0! | 0 | #N/A |  |  |  | #DIV/0! | [5 empty] | #DIV/0! | #DIV/0! | 0 | #N/A |  |  |  | #DIV/0! |  | 0 | 0
| MANICA | CIDADE DE CHIMOIO | CIDADE DE CHIMOIO | Depósito D. CIDADE DE CHIMOIO | [5 empty] | DVS | MoH | LD | 612129 |  | 1 | 1 | 8-16 h | Collection & Delivery | No vaccination | [12 empty] | 0 | 0 | 3 | 0 | 0 | 0 | 0 | 0 | 843 | 0 | #DIV/0! | #DIV/0! | #DIV/0! | #DIV/0! | 0 | 0 | 0 | 0 | 0 | 0 | 0 | 843 | 0 | Extens_Electric | #DIV/0! | 0 | #N/A |  |  |  | 0 | [5 empty] | #DIV/0! | #DIV/0! | 0 | #N/A |  |  |  | #DIV/0! |  | 0 | 0
| MANICA | CIDADE DE CHIMOIO | CIDADE DE CHIMOIO | CS Chissui | [5 empty] | HC | MoH | SP | 74720 |  | 1 | 1 | <8 h | Collection & Delivery | Fixed & Outreach | [12 empty] | 1 | 1 | 0 | 0 | 0 | 0 | 1 | 48 | 0 | 0 | #DIV/0! | 0 | #DIV/0! | #DIV/0! | 0 | 0 | 0 | 0 | 0 | 0 | 48 | 0 | 0 | #DIV/0! | #DIV/0! | 0 | #N/A |  |  |  | #DIV/0! | [7 empty] | 0 | 0 |  |  |  | 0 |  | 1 | 1
| MANICA | CIDADE DE CHIMOIO | CIDADE DE CHIMOIO | CS de Vila Nova | [5 empty] | HC | MoH | SP | 70690 |  | 1 | 1 | <8 h | Collection & Delivery | Fixed & Outreach | [12 empty] | 1 | 1 | 0 | 0 | 0 | 0 | 1 | 48 | 0 | 0 | #DIV/0! | 0 | #DIV/0! | #DIV/0! | 0 | 0 | 0 | 0 | 0 | 0 | 48 | 0 | 0 | #DIV/0! | #DIV/0! | 0 | #N/A |  |  |  | #DIV/0! | [7 empty] | 0 | 0 |  |  |  | 0 |  | 1 | 1
| MANICA | CIDADE DE CHIMOIO | CIDADE DE CHIMOIO | CS Ed.Mondlane | [5 empty] | HC | MoH | SP | 86200 |  | 1 | 1 | <8 h | Collection & Delivery | Fixed & Outreach | [12 empty] | 1 | 1 | 0 | 0 | 0 | 0 | 1 | 20 | 34.3 | 0 | #DIV/0! | 0 | #DIV/0! | #DIV/0! | 0 | 0 | 0 | 0 | 0 | 0 | 20 | 34.3 | 0 | #DIV/0! | #DIV/0! | 0 | #N/A |  |  |  | #DIV/0! | [7 empty] | 0 | 0 |  |  |  | 0 |  | 1 | 1
| MANICA | CIDADE DE CHIMOIO | CIDADE DE CHIMOIO | CS Nhamaonha | [5 empty] | HC | MoH | SP | 85300 |  | 1 | 1 | <8 h | Collection & Delivery | Fixed & Outreach | [12 empty] | 1 | 1 | 0 | 0 | 0 | 0 | 1 | 145 | 0 | 0 | #DIV/0! | 0 | #DIV/0! | #DIV/0! | 0 | 0 | 0 | 0 | 0 | 0 | 145 | 0 | 0 | #DIV/0! | #DIV/0! | 0 | #N/A |  |  |  | #DIV/0! | [7 empty] | 0 | 0 |  |  |  | 0 |  | 1 | 1
| MANICA | CIDADE DE CHIMOIO | CIDADE DE CHIMOIO | Hosp.Prov.Chimoio | [5 empty] | PH | MoH | SP | 69060 |  | 1 | 1 | 8-16 h | Collection & Delivery | Fixed & Outreach | [12 empty] | 1 | 1 | 0 | 0 | 0 | 0 | 1 | 145 | 0 | 0 | #DIV/0! | 0 | #DIV/0! | #DIV/0! | 0 | 0 | 0 | 0 | 0 | 0 | 145 | 0 | 0 | #DIV/0! | #DIV/0! | 0 | #N/A |  |  |  | #DIV/0! | [7 empty] | 0 | 0 |  |  |  | 0 |  | 1 | 1
| MANICA | CIDADE DE CHIMOIO | CIDADE DE CHIMOIO | CS Amatongas | [5 empty] | HC | MoH | SP | 81961 |  | 1 | 1 | <8 h | Collection & Delivery | Fixed & Outreach | [12 empty] | 0 | 0 | 0 | 0 | 0 | 0 | 0 | 0 | 0 | 0 | #DIV/0! | 0 | #DIV/0! | #DIV/0! | 0 | 0 | 0 | 0 | 0 | 0 | 0 | 0 | 0 | Extens_Solar | #DIV/0! | 0 | #N/A |  |  |  | 0 | [7 empty] | 0 | 0 |  |  |  | 0 |  | 1 | 1
| MANICA | CIDADE DE CHIMOIO | CIDADE DE CHIMOIO | CS Chipindaumuwe | [5 empty] | PH | MoH | SP | 68358 |  | 1 | 1 | 8-16 h | Collection & Delivery | Fixed & Outreach | [12 empty] | 0 | 0 | 0 | 0 | 0 | 0 | 0 | 0 | 0 | 0 | #DIV/0! | 0 | #DIV/0! | #DIV/0! | 0 | 0 | 0 | 0 | 0 | 0 | 0 | 0 | 0 | Extens_Electric | #DIV/0! | 0 | #N/A |  |  |  | 0 | [7 empty] | 0 | 0 |  |  |  | 0 |  | 1 | 1
| MANICA | MANICA | MANICA | Depósito D. MANICA | [5 empty] | DVS | MoH | LD | 268211 |  | 1 | 1 | 8-16 h | Collection & Delivery | No vaccination | [12 empty] | 3 | 3 | 0 | 0 | 0 | 0 | 1 | 201 | 68.6 | 0 | #DIV/0! | #DIV/0! | #DIV/0! | #DIV/0! | 0 | 0 | 0 | 0 | 0 | 0 | 201 | 68.6 | 0 | #DIV/0! | #DIV/0! | 0 | #N/A |  |  |  | #DIV/0! | [5 empty] | #DIV/0! | #DIV/0! | 0 | #N/A |  |  |  | #DIV/0! |  | 0 | 0
| MANICA | MANICA | MANICA | CS Chicamba | [5 empty] | HC | MoH | SP | 7490.6355 |  | 1 | 1 | No | Collection & Delivery | Fixed & Outreach | [12 empty] | 1 | 1 | 0 | 0 | 0 | 0 | 1 | 80.5 | 0 | 0 | #DIV/0! | 0 | #DIV/0! | #DIV/0! | 0 | 0 | 0 | 0 | 0 | 0 | 80.5 | 0 | 0 | #DIV/0! | #DIV/0! | 0 | #N/A |  |  |  | #DIV/0! | [7 empty] | 0 | 0 |  |  |  | 0 |  | 1 | 1
| MANICA | MANICA | MANICA | CS Chinhambudzi | [5 empty] | HC | MoH | SP | 7210.3771 |  | 1 | 1 | No | Collection & Delivery | Fixed & Outreach | [12 empty] | 1 | 1 | 0 | 0 | 0 | 0 | 1 | 145 | 0 | 0 | #DIV/0! | 0 | #DIV/0! | #DIV/0! | 0 | 0 | 0 | 0 | 0 | 0 | 145 | 0 | 0 | #DIV/0! | #DIV/0! | 0 | #N/A |  |  |  | #DIV/0! | [7 empty] | 0 | 0 |  |  |  | 0 |  | 1 | 1
| MANICA | MANICA | MANICA | CS Chitunga | [5 empty] | HC | MoH | SP | 7022.1439 |  | 1 | 1 | No | Collection & Delivery | Fixed & Outreach | [12 empty] | 1 | 1 | 0 | 0 | 0 | 0 | 1 | 20 | 34.3 | 0 | #DIV/0! | 0 | #DIV/0! | #DIV/0! | 0 | 0 | 0 | 0 | 0 | 0 | 20 | 34.3 | 0 | #DIV/0! | #DIV/0! | 0 | #N/A |  |  |  | #DIV/0! | [7 empty] | 0 | 0 |  |  |  | 0 |  | 1 | 1
| MANICA | MANICA | MANICA | CS de Chinhagore | [5 empty] | HC | MoH | SP | 2340.3661 |  | 1 | 1 | <8 h | Collection & Delivery | Fixed & Outreach | [12 empty] | 1 | 1 | 0 | 0 | 0 | 0 | 1 | 145 | 0 | 0 | #DIV/0! | 0 | #DIV/0! | #DIV/0! | 0 | 0 | 0 | 0 | 0 | 0 | 145 | 0 | 0 | #DIV/0! | #DIV/0! | 0 | #N/A |  |  |  | #DIV/0! | [7 empty] | 0 | 0 |  |  |  | 0 |  | 1 | 1
| MANICA | MANICA | MANICA | CS de Manica | [5 empty] | HC | MoH | SP | 24926.2581 |  | 1 | 1 | No | Collection & Delivery | Fixed & Outreach | [12 empty] | 1 | 1 | 0 | 0 | 0 | 0 | 1 | 36 | 34.3 | 0 | #DIV/0! | 0 | #DIV/0! | #DIV/0! | 0 | 0 | 0 | 0 | 0 | 0 | 36 | 34.3 | 0 | #DIV/0! | #DIV/0! | 0 | #N/A |  |  |  | #DIV/0! | [7 empty] | 0 | 0 |  |  |  | 0 |  | 1 | 1
| MANICA | MANICA | MANICA | CS Guindingui | [5 empty] | HC | MoH | SP | 5598.8918 |  | 1 | 1 | <8 h | Collection & Delivery | Fixed & Outreach | [12 empty] | 1 | 1 | 0 | 0 | 0 | 0 | 1 | 20 | 34.3 | 0 | #DIV/0! | 0 | #DIV/0! | #DIV/0! | 0 | 0 | 0 | 0 | 0 | 0 | 20 | 34.3 | 0 | #DIV/0! | #DIV/0! | 0 | #N/A |  |  |  | #DIV/0! | [7 empty] | 0 | 0 |  |  |  | 0 |  | 1 | 1
| MANICA | MANICA | MANICA | CS Jecua | [5 empty] | HC | MoH | SP | 4916.0236 |  | 1 | 1 | <8 h | Collection & Delivery | Fixed & Outreach | [12 empty] | 1 | 1 | 0 | 0 | 0 | 0 | 1 | 145 | 0 | 0 | #DIV/0! | 0 | #DIV/0! | #DIV/0! | 0 | 0 | 0 | 0 | 0 | 0 | 145 | 0 | 0 | #DIV/0! | #DIV/0! | 0 | #N/A |  |  |  | #DIV/0! | [7 empty] | 0 | 0 |  |  |  | 0 |  | 1 | 1
| MANICA | MANICA | MANICA | CS Machipanda | [5 empty] | HC | MoH | SP | 25748.2097 |  | 1 | 1 | No | Collection & Delivery | Fixed & Outreach | [12 empty] | 1 | 1 | 0 | 0 | 0 | 0 | 1 | 20 | 34.3 | 0 | #DIV/0! | 0 | #DIV/0! | #DIV/0! | 0 | 0 | 0 | 0 | 0 | 0 | 20 | 34.3 | 0 | #DIV/0! | #DIV/0! | 0 | #N/A |  |  |  | #DIV/0! | [7 empty] | 0 | 0 |  |  |  | 0 |  | 1 | 1
| MANICA | MANICA | MANICA | CS Mavonde | [5 empty] | HC | MoH | SP | 23407.8436 |  | 1 | 1 | <8 h | Collection & Delivery | Fixed & Outreach | [12 empty] | 1 | 1 | 0 | 0 | 0 | 0 | 1 | 80.5 | 0 | 0 | #DIV/0! | 0 | #DIV/0! | #DIV/0! | 0 | 0 | 0 | 0 | 0 | 0 | 80.5 | 0 | 0 | #DIV/0! | #DIV/0! | 0 | #N/A |  |  |  | #DIV/0! | [7 empty] | 0 | 0 |  |  |  | 0 |  | 1 | 1
| MANICA | MANICA | MANICA | CS Messica | [5 empty] | HC | MoH | SP | 53441.4958 |  | 1 | 1 | No | Collection & Delivery | Fixed & Outreach | [12 empty] | 1 | 1 | 0 | 0 | 0 | 0 | 1 | 20 | 34.3 | 0 | #DIV/0! | 0 | #DIV/0! | #DIV/0! | 0 | 0 | 0 | 0 | 0 | 0 | 20 | 34.3 | 0 | #DIV/0! | #DIV/0! | 0 | #N/A |  |  |  | #DIV/0! | [7 empty] | 0 | 0 |  |  |  | 0 |  | 1 | 1
| MANICA | MANICA | MANICA | CS Mundonguara | [5 empty] | HC | MoH | SP | 4769.62 |  | 1 | 1 | <8 h | Collection & Delivery | Fixed & Outreach | [12 empty] | 1 | 1 | 0 | 0 | 0 | 0 | 1 | 145 | 0 | 0 | #DIV/0! | 0 | #DIV/0! | #DIV/0! | 0 | 0 | 0 | 0 | 0 | 0 | 145 | 0 | 0 | #DIV/0! | #DIV/0! | 0 | #N/A |  |  |  | #DIV/0! | [7 empty] | 0 | 0 |  |  |  | 0 |  | 1 | 1
| MANICA | MANICA | MANICA | CS Munene | [5 empty] | HC | MoH | SP | 5397.064 |  | 1 | 1 | No | Collection & Delivery | Fixed & Outreach | [12 empty] | 1 | 1 | 0 | 0 | 0 | 0 | 1 | 20 | 34.3 | 0 | #DIV/0! | 0 | #DIV/0! | #DIV/0! | 0 | 0 | 0 | 0 | 0 | 0 | 20 | 34.3 | 0 | #DIV/0! | #DIV/0! | 0 | #N/A |  |  |  | #DIV/0! | [7 empty] | 0 | 0 |  |  |  | 0 |  | 1 | 1
| MANICA | MANICA | MANICA | CS Nhamachato | [5 empty] | HC | MoH | SP | 10945.7603 |  | 1 | 1 | <8 h | Collection & Delivery | Fixed & Outreach | [12 empty] | 1 | 1 | 0 | 0 | 0 | 0 | 1 | 20 | 34.3 | 0 | #DIV/0! | 0 | #DIV/0! | #DIV/0! | 0 | 0 | 0 | 0 | 0 | 0 | 20 | 34.3 | 0 | #DIV/0! | #DIV/0! | 0 | #N/A |  |  |  | #DIV/0! | [7 empty] | 0 | 0 |  |  |  | 0 |  | 1 | 1
| MANICA | MANICA | MANICA | CS Penhalonga | [5 empty] | HC | MoH | SP | 4916.0236 |  | 1 | 1 | No | Collection & Delivery | Fixed & Outreach | [12 empty] | 1 | 1 | 0 | 0 | 0 | 0 | 1 | 145 | 0 | 0 | #DIV/0! | 0 | #DIV/0! | #DIV/0! | 0 | 0 | 0 | 0 | 0 | 0 | 145 | 0 | 0 | #DIV/0! | #DIV/0! | 0 | #N/A |  |  |  | #DIV/0! | [7 empty] | 0 | 0 |  |  |  | 0 |  | 1 | 1
| MANICA | MANICA | MANICA | CS Zonue Tabaco | [5 empty] | HC | MoH | SP | 5383.4694 |  | 1 | 1 | No | Collection & Delivery | Fixed & Outreach | [12 empty] | 1 | 1 | 0 | 0 | 0 | 0 | 1 | 20 | 34.3 | 0 | #DIV/0! | 0 | #DIV/0! | #DIV/0! | 0 | 0 | 0 | 0 | 0 | 0 | 20 | 34.3 | 0 | #DIV/0! | #DIV/0! | 0 | #N/A |  |  |  | #DIV/0! | [7 empty] | 0 | 0 |  |  |  | 0 |  | 1 | 1
| MANICA | MANICA | MANICA | C.s Chitsama | [5 empty] | HC | MoH | SP | 13305.9955 |  | 1 | 1 | No | Collection & Delivery | Fixed & Outreach | [12 empty] | 0 | 0 | 0 | 0 | 0 | 0 | 0 | 0 | 0 | 0 | #DIV/0! | 0 | #DIV/0! | #DIV/0! | 0 | 0 | 0 | 0 | 0 | 0 | 0 | 0 | 0 | Extens_Solar | #DIV/0! | 0 | #N/A |  |  |  | 0 | [7 empty] | 0 | 0 |  |  |  | 0 |  | 1 | 1
| MANICA | MANICA | MANICA | CS Chaiva | [5 empty] | HC | MoH | SP | 32181.602 |  | 1 | 1 | No | Collection & Delivery | Fixed & Outreach | [12 empty] | 0 | 0 | 0 | 0 | 0 | 0 | 0 | 0 | 0 | 0 | #DIV/0! | 0 | #DIV/0! | #DIV/0! | 0 | 0 | 0 | 0 | 0 | 0 | 0 | 0 | 0 | Extens_Solar | #DIV/0! | 0 | #N/A |  |  |  | 0 | [7 empty] | 0 | 0 |  |  |  | 0 |  | 1 | 1
| MANICA | MACATE | MACATE | Depósito D. MACATE | [5 empty] | DVS | MoH | LD | 188295 |  | 1 | 1 | 8-16 h | Collection & Delivery | No vaccination | [12 empty] | 3 | 3 | 0 | 0 | 0 | 0 | 1 | 370.5 | 0 | 0 | #DIV/0! | #DIV/0! | #DIV/0! | #DIV/0! | 0 | 0 | 0 | 0 | 0 | 0 | 370.5 | 0 | 0 | #DIV/0! | #DIV/0! | 0 | #N/A |  |  |  | #DIV/0! | [5 empty] | Extens_Electric | #DIV/0! | 0 | #N/A |  |  |  | 0 |  | 0 | 0
| MANICA | MACATE | MACATE | CS de Chicanga | [5 empty] | HC | MoH | SP | 12621.0358 |  | 1 | 1 | No | Collection & Delivery | Fixed & Outreach | [12 empty] | 1 | 1 | 0 | 0 | 0 | 0 | 1 | 36 | 34.3 | 0 | #DIV/0! | 0 | #DIV/0! | #DIV/0! | 0 | 0 | 0 | 0 | 0 | 0 | 36 | 34.3 | 0 | #DIV/0! | #DIV/0! | 0 | #N/A |  |  |  | #DIV/0! | [7 empty] | 0 | 0 |  |  |  | 0 |  | 1 | 1
| MANICA | MACATE | MACATE | CS Dunda | [5 empty] | HC | MoH | SP | 17612.3527 |  | 1 | 1 | No | Collection & Delivery | Fixed & Outreach | [12 empty] | 1 | 1 | 0 | 0 | 0 | 0 | 1 | 20 | 34.3 | 0 | #DIV/0! | 0 | #DIV/0! | #DIV/0! | 0 | 0 | 0 | 0 | 0 | 0 | 20 | 34.3 | 0 | #DIV/0! | #DIV/0! | 0 | #N/A |  |  |  | #DIV/0! | [7 empty] | 0 | 0 |  |  |  | 0 |  | 1 | 1
| MANICA | MACATE | MACATE | CS Macate | [5 empty] | HC | MoH | SP | 50790.5449 |  | 1 | 1 | No | Collection & Delivery | Fixed & Outreach | [12 empty] | 1 | 1 | 0 | 0 | 0 | 0 | 1 | 80.5 | 0 | 0 | #DIV/0! | 0 | #DIV/0! | #DIV/0! | 0 | 0 | 0 | 0 | 0 | 0 | 80.5 | 0 | 0 | #DIV/0! | #DIV/0! | 0 | #N/A |  |  |  | #DIV/0! | [7 empty] | 0 | 0 |  |  |  | 0 |  | 1 | 1
| MANICA | MACATE | MACATE | CS Marera | [5 empty] | HC | MoH | SP | 17795.3572 |  | 1 | 1 | <8 h | Collection & Delivery | Fixed & Outreach | [12 empty] | 1 | 1 | 0 | 0 | 0 | 0 | 1 | 80.5 | 0 | 0 | #DIV/0! | 0 | #DIV/0! | #DIV/0! | 0 | 0 | 0 | 0 | 0 | 0 | 80.5 | 0 | 0 | #DIV/0! | #DIV/0! | 0 | #N/A |  |  |  | #DIV/0! | [7 empty] | 0 | 0 |  |  |  | 0 |  | 1 | 1
| MANICA | MACATE | MACATE | CS Mussangadzi | [5 empty] | HC | MoH | SP | 4966.2191 |  | 1 | 1 | <8 h | Collection & Delivery | Fixed & Outreach | [12 empty] | 1 | 1 | 0 | 0 | 0 | 0 | 1 | 80.5 | 0 | 0 | #DIV/0! | 0 | #DIV/0! | #DIV/0! | 0 | 0 | 0 | 0 | 0 | 0 | 80.5 | 0 | 0 | #DIV/0! | #DIV/0! | 0 | #N/A |  |  |  | #DIV/0! | [7 empty] | 0 | 0 |  |  |  | 0 |  | 1 | 1
| MANICA | MACATE | MACATE | CS Nguawala | [5 empty] | HC | MoH | SP | 4431.846 |  | 1 | 1 | No | Collection & Delivery | Fixed & Outreach | [12 empty] | 1 | 1 | 0 | 0 | 0 | 0 | 1 | 36 | 34.3 | 0 | #DIV/0! | 0 | #DIV/0! | #DIV/0! | 0 | 0 | 0 | 0 | 0 | 0 | 36 | 34.3 | 0 | #DIV/0! | #DIV/0! | 0 | #N/A |  |  |  | #DIV/0! | [7 empty] | 0 | 0 |  |  |  | 0 |  | 1 | 1
| MANICA | MACATE | MACATE | CS Nhamagua | [5 empty] | HC | MoH | SP | 9928.2553 |  | 1 | 1 | No | Collection & Delivery | Fixed & Outreach | [12 empty] | 1 | 1 | 0 | 0 | 0 | 0 | 1 | 80.5 | 0 | 0 | #DIV/0! | 0 | #DIV/0! | #DIV/0! | 0 | 0 | 0 | 0 | 0 | 0 | 80.5 | 0 | 0 | #DIV/0! | #DIV/0! | 0 | #N/A |  |  |  | #DIV/0! | [7 empty] | 0 | 0 |  |  |  | 0 |  | 1 | 1
| MANICA | MACATE | MACATE | CS Zembe Centro | [5 empty] | HC | MoH | SP | 29466.8611 |  | 1 | 1 | No | Collection & Delivery | Fixed & Outreach | [12 empty] | 1 | 1 | 0 | 0 | 0 | 0 | 1 | 80.5 | 0 | 0 | #DIV/0! | 0 | #DIV/0! | #DIV/0! | 0 | 0 | 0 | 0 | 0 | 0 | 80.5 | 0 | 0 | #DIV/0! | #DIV/0! | 0 | #N/A |  |  |  | #DIV/0! | [7 empty] | 0 | 0 |  |  |  | 0 |  | 1 | 1
| MANICA | MACATE | MACATE | C.s. chinzine | [5 empty] | HC | MoH | SP | 10621.5809 |  | 1 | 1 | No | Collection & Delivery | Fixed & Outreach | [12 empty] | 0 | 0 | 0 | 0 | 0 | 0 | 0 | 0 | 0 | 0 | #DIV/0! | 0 | #DIV/0! | #DIV/0! | 0 | 0 | 0 | 0 | 0 | 0 | 0 | 0 | 0 | Extens_Solar | #DIV/0! | 0 | #N/A |  |  |  | 0 | [7 empty] | 0 | 0 |  |  |  | 0 |  | 1 | 1
| MANICA | MACATE | MACATE | CS Bassane | [5 empty] | HC | MoH | SP | 19892.0658 |  | 1 | 1 | No | Collection & Delivery | Fixed & Outreach | [12 empty] | 0 | 0 | 0 | 0 | 0 | 0 | 0 | 0 | 0 | 0 | #DIV/0! | 0 | #DIV/0! | #DIV/0! | 0 | 0 | 0 | 0 | 0 | 0 | 0 | 0 | 0 | Extens_Solar | #DIV/0! | 0 | #N/A |  |  |  | 0 | [7 empty] | 0 | 0 |  |  |  | 0 |  | 1 | 1
| MANICA | MOSSURIZE | MOSSURIZE | Depósito D. MOSSURIZE | [5 empty] | DVS | MoH | LD | 287935 |  | 1 | 1 | 8-16 h | Collection & Delivery | No vaccination | [12 empty] | 3 | 3 | 0 | 0 | 0 | 0 | 1 | 136.5 | 68.6 | 0 | #DIV/0! | #DIV/0! | #DIV/0! | #DIV/0! | 0 | 0 | 0 | 0 | 0 | 0 | 136.5 | 68.6 | 0 | #DIV/0! | #DIV/0! | 0 | #N/A |  |  |  | #DIV/0! | [5 empty] | #DIV/0! | #DIV/0! | 0 | #N/A |  |  |  | #DIV/0! |  | 0 | 0
| MANICA | MOSSURIZE | MOSSURIZE | CS Chiurairue | [5 empty] | HC | MoH | SP | 44544.3401 |  | 1 | 1 | No | Collection & Delivery | Fixed & Outreach | [12 empty] | 1 | 1 | 0 | 0 | 0 | 0 | 1 | 20 | 34.3 | 0 | #DIV/0! | 0 | #DIV/0! | #DIV/0! | 0 | 0 | 0 | 0 | 0 | 0 | 20 | 34.3 | 0 | #DIV/0! | #DIV/0! | 0 | #N/A |  |  |  | #DIV/0! | [7 empty] | 0 | 0 |  |  |  | 0 |  | 1 | 1
| MANICA | MOSSURIZE | MOSSURIZE | CS Dacata | [5 empty] | HC | MoH | SP | 39656.5514 |  | 1 | 1 | No | Collection & Delivery | Fixed & Outreach | [12 empty] | 1 | 1 | 0 | 0 | 0 | 0 | 1 | 36 | 34.3 | 0 | #DIV/0! | 0 | #DIV/0! | #DIV/0! | 0 | 0 | 0 | 0 | 0 | 0 | 36 | 34.3 | 0 | #DIV/0! | #DIV/0! | 0 | #N/A |  |  |  | #DIV/0! | [7 empty] | 0 | 0 |  |  |  | 0 |  | 1 | 1
| MANICA | MOSSURIZE | MOSSURIZE | CS Garagua | [5 empty] | HC | MoH | SP | 27836.5524 |  | 1 | 1 | No | Collection & Delivery | Fixed & Outreach | [12 empty] | 1 | 1 | 0 | 0 | 0 | 0 | 1 | 20 | 34.3 | 0 | #DIV/0! | 0 | #DIV/0! | #DIV/0! | 0 | 0 | 0 | 0 | 0 | 0 | 20 | 34.3 | 0 | #DIV/0! | #DIV/0! | 0 | #N/A |  |  |  | #DIV/0! | [7 empty] | 0 | 0 |  |  |  | 0 |  | 1 | 1
| MANICA | MOSSURIZE | MOSSURIZE | CS Goi-Goi | [5 empty] | HC | MoH | SP | 7332.7287 |  | 1 | 1 | No | Collection & Delivery | Fixed & Outreach | [12 empty] | 1 | 1 | 0 | 0 | 0 | 0 | 1 | 80.5 | 0 | 0 | #DIV/0! | 0 | #DIV/0! | #DIV/0! | 0 | 0 | 0 | 0 | 0 | 0 | 80.5 | 0 | 0 | #DIV/0! | #DIV/0! | 0 | #N/A |  |  |  | #DIV/0! | [7 empty] | 0 | 0 |  |  |  | 0 |  | 1 | 1
| MANICA | MOSSURIZE | MOSSURIZE | CS Gunhe | [5 empty] | HC | MoH | SP | 1294.6261 |  | 1 | 1 | No | Collection & Delivery | Fixed & Outreach | [12 empty] | 1 | 1 | 0 | 0 | 0 | 0 | 1 | 80.5 | 0 | 0 | #DIV/0! | 0 | #DIV/0! | #DIV/0! | 0 | 0 | 0 | 0 | 0 | 0 | 80.5 | 0 | 0 | #DIV/0! | #DIV/0! | 0 | #N/A |  |  |  | #DIV/0! | [7 empty] | 0 | 0 |  |  |  | 0 |  | 1 | 1
| MANICA | MOSSURIZE | MOSSURIZE | CS Macuo | [5 empty] | HC | MoH | SP | 20317.682 |  | 1 | 1 | No | Collection & Delivery | Fixed & Outreach | [12 empty] | 1 | 1 | 0 | 0 | 0 | 0 | 1 | 80.5 | 0 | 0 | #DIV/0! | 0 | #DIV/0! | #DIV/0! | 0 | 0 | 0 | 0 | 0 | 0 | 80.5 | 0 | 0 | #DIV/0! | #DIV/0! | 0 | #N/A |  |  |  | #DIV/0! | [7 empty] | 0 | 0 |  |  |  | 0 |  | 1 | 1
| MANICA | MOSSURIZE | MOSSURIZE | CS Mpengo | [5 empty] | HC | MoH | SP | 27262.4412 |  | 1 | 1 | No | Collection & Delivery | Fixed & Outreach | [12 empty] | 1 | 1 | 0 | 0 | 0 | 0 | 1 | 36 | 34.3 | 0 | #DIV/0! | 0 | #DIV/0! | #DIV/0! | 0 | 0 | 0 | 0 | 0 | 0 | 36 | 34.3 | 0 | #DIV/0! | #DIV/0! | 0 | #N/A |  |  |  | #DIV/0! | [7 empty] | 0 | 0 |  |  |  | 0 |  | 1 | 1
| MANICA | MOSSURIZE | MOSSURIZE | CS Mude | [5 empty] | HC | MoH | SP | 23077.3898 |  | 1 | 1 | No | Collection & Delivery | Fixed & Outreach | [12 empty] | 1 | 1 | 0 | 0 | 0 | 0 | 1 | 36 | 34.3 | 0 | #DIV/0! | 0 | #DIV/0! | #DIV/0! | 0 | 0 | 0 | 0 | 0 | 0 | 36 | 34.3 | 0 | #DIV/0! | #DIV/0! | 0 | #N/A |  |  |  | #DIV/0! | [7 empty] | 0 | 0 |  |  |  | 0 |  | 1 | 1
| MANICA | MOSSURIZE | MOSSURIZE | Hosp.Distrital de Mossurize | [5 empty] | RH | MoH | SP | 45137.2746 |  | 1 | 1 | No | Collection & Delivery | Fixed & Outreach | [12 empty] | 1 | 1 | 0 | 0 | 0 | 0 | 1 | 80.5 | 0 | 0 | #DIV/0! | 0 | #DIV/0! | #DIV/0! | 0 | 0 | 0 | 0 | 0 | 0 | 80.5 | 0 | 0 | #DIV/0! | #DIV/0! | 0 | #N/A |  |  |  | #DIV/0! | [7 empty] | 0 | 0 |  |  |  | 0 |  | 1 | 1
| MANICA | MOSSURIZE | MOSSURIZE | C.s de muoha | [5 empty] | HC | MoH | SP | 6036.0111 |  | 1 | 1 | No | Collection & Delivery | Fixed & Outreach | [12 empty] | 0 | 0 | 0 | 0 | 0 | 0 | 0 | 0 | 0 | 0 | #DIV/0! | 0 | #DIV/0! | #DIV/0! | 0 | 0 | 0 | 0 | 0 | 0 | 0 | 0 | 0 | Extens_Solar | #DIV/0! | 0 | #N/A |  |  |  | 0 | [7 empty] | 0 | 0 |  |  |  | 0 |  | 1 | 1
| MANICA | MOSSURIZE | MOSSURIZE | C.s de sussundenga | [5 empty] | HC | MoH | SP | 8575.0678 |  | 1 | 1 | <8 h | Collection & Delivery | Fixed & Outreach | [12 empty] | 0 | 0 | 0 | 0 | 0 | 0 | 0 | 0 | 0 | 0 | #DIV/0! | 0 | #DIV/0! | #DIV/0! | 0 | 0 | 0 | 0 | 0 | 0 | 0 | 0 | 0 | Extens_Solar | #DIV/0! | 0 | #N/A |  |  |  | 0 | [7 empty] | 0 | 0 |  |  |  | 0 |  | 1 | 1
| MANICA | MACHAZE | MACHAZE | Depósito D. MACHAZE | [5 empty] | DVS | MoH | LD | 122888.0419 |  | 1 | 1 | 8-16 h | Collection & Delivery | No vaccination | [12 empty] | 2 | 2 | 0 | 0 | 0 | 0 | 1 | 116.5 | 34.3 | 0 | #DIV/0! | #DIV/0! | #DIV/0! | #DIV/0! | 0 | 0 | 0 | 0 | 0 | 0 | 116.5 | 34.3 | 0 | #DIV/0! | #DIV/0! | 0 | #N/A |  |  |  | #DIV/0! | [5 empty] | #DIV/0! | #DIV/0! | 0 | #N/A |  |  |  | #DIV/0! |  | 0 | 0
| MANICA | MACHAZE | MACHAZE | CS Chipudji | [5 empty] | HC | MoH | SP | 8166.1835 |  | 1 | 1 | No | Collection & Delivery | Fixed & Outreach | [12 empty] | 2 | 2 | 0 | 0 | 0 | 0 | 1 | 72 | 68.6 | 0 | #DIV/0! | 0 | #DIV/0! | #DIV/0! | 0 | 0 | 0 | 0 | 0 | 0 | 72 | 68.6 | 0 | #DIV/0! | #DIV/0! | 0 | #N/A |  |  |  | #DIV/0! | [7 empty] | 0 | 0 |  |  |  | 0 |  | 1 | 1
| MANICA | MACHAZE | MACHAZE | CS Chitobe | [5 empty] | HC | MoH | SP | 28208.8359 |  | 1 | 1 | No | Collection & Delivery | Fixed & Outreach | [12 empty] | 2 | 2 | 0 | 0 | 0 | 0 | 1 | 100.5 | 34.3 | 0 | #DIV/0! | 0 | #DIV/0! | #DIV/0! | 0 | 0 | 0 | 0 | 0 | 0 | 100.5 | 34.3 | 0 | #DIV/0! | #DIV/0! | 0 | #N/A |  |  |  | #DIV/0! | [7 empty] | 0 | 0 |  |  |  | 0 |  | 1 | 1
| MANICA | MACHAZE | MACHAZE | CS Chpopopo | [5 empty] | HC | MoH | SP | 23928.6221 |  | 1 | 1 | No | Collection & Delivery | Fixed & Outreach | [12 empty] | 1 | 1 | 0 | 0 | 0 | 0 | 1 | 55.5 | 0 | 0 | #DIV/0! | 0 | #DIV/0! | #DIV/0! | 0 | 0 | 0 | 0 | 0 | 0 | 55.5 | 0 | 0 | #DIV/0! | #DIV/0! | 0 | #N/A |  |  |  | #DIV/0! | [7 empty] | 0 | 0 |  |  |  | 0 |  | 1 | 1
| MANICA | MACHAZE | MACHAZE | CS Mavende | [5 empty] | HC | MoH | SP | 7326.4543 |  | 1 | 1 | <8 h | Collection & Delivery | Fixed & Outreach | [12 empty] | 1 | 1 | 0 | 0 | 0 | 0 | 1 | 80.5 | 0 | 0 | #DIV/0! | 0 | #DIV/0! | #DIV/0! | 0 | 0 | 0 | 0 | 0 | 0 | 80.5 | 0 | 0 | #DIV/0! | #DIV/0! | 0 | #N/A |  |  |  | #DIV/0! | [7 empty] | 0 | 0 |  |  |  | 0 |  | 1 | 1
| MANICA | MACHAZE | MACHAZE | CS Mutefo | [5 empty] | HC | MoH | SP | 6574.5672 |  | 1 | 1 | No | Collection & Delivery | Fixed & Outreach | [12 empty] | 1 | 1 | 0 | 0 | 0 | 0 | 1 | 55.5 | 0 | 0 | #DIV/0! | 0 | #DIV/0! | #DIV/0! | 0 | 0 | 0 | 0 | 0 | 0 | 55.5 | 0 | 0 | #DIV/0! | #DIV/0! | 0 | #N/A |  |  |  | #DIV/0! | [7 empty] | 0 | 0 |  |  |  | 0 |  | 1 | 1
| MANICA | MACHAZE | MACHAZE | CS Mzvissanga | [5 empty] | HC | MoH | SP | 10621.5809 |  | 1 | 1 | No | Collection & Delivery | Fixed & Outreach | [12 empty] | 1 | 1 | 0 | 0 | 0 | 0 | 1 | 20 | 34.3 | 0 | #DIV/0! | 0 | #DIV/0! | #DIV/0! | 0 | 0 | 0 | 0 | 0 | 0 | 20 | 34.3 | 0 | #DIV/0! | #DIV/0! | 0 | #N/A |  |  |  | #DIV/0! | [7 empty] | 0 | 0 |  |  |  | 0 |  | 1 | 1
| MANICA | MACHAZE | MACHAZE | CS Sambassoca | [5 empty] | HC | MoH | SP | 6932.2103 |  | 1 | 1 | No | Collection & Delivery | Fixed & Outreach | [12 empty] | 1 | 1 | 0 | 0 | 0 | 0 | 1 | 55.5 | 0 | 0 | #DIV/0! | 0 | #DIV/0! | #DIV/0! | 0 | 0 | 0 | 0 | 0 | 0 | 55.5 | 0 | 0 | #DIV/0! | #DIV/0! | 0 | #N/A |  |  |  | #DIV/0! | [7 empty] | 0 | 0 |  |  |  | 0 |  | 1 | 1
| MANICA | MACHAZE | MACHAZE | CS Save | [5 empty] | HC | MoH | SP | 12452.6716 |  | 1 | 1 | No | Collection & Delivery | Fixed & Outreach | [12 empty] | 1 | 1 | 0 | 0 | 0 | 0 | 1 | 55.5 | 0 | 0 | #DIV/0! | 0 | #DIV/0! | #DIV/0! | 0 | 0 | 0 | 0 | 0 | 0 | 55.5 | 0 | 0 | #DIV/0! | #DIV/0! | 0 | #N/A |  |  |  | #DIV/0! | [7 empty] | 0 | 0 |  |  |  | 0 |  | 1 | 1
| MANICA | MACHAZE | MACHAZE | CS Timbitimbi | [5 empty] | HC | MoH | SP | 3964.4003 |  | 1 | 1 | No | Collection & Delivery | Fixed & Outreach | [12 empty] | 1 | 1 | 0 | 0 | 0 | 0 | 1 | 55.5 | 0 | 0 | #DIV/0! | 0 | #DIV/0! | #DIV/0! | 0 | 0 | 0 | 0 | 0 | 0 | 55.5 | 0 | 0 | #DIV/0! | #DIV/0! | 0 | #N/A |  |  |  | #DIV/0! | [7 empty] | 0 | 0 |  |  |  | 0 |  | 1 | 1
| MANICA | MACHAZE | MACHAZE | Centro de saúde de Catize | [5 empty] | HC | MoH | SP | 3847.2774 |  | 1 | 1 | No | Collection & Delivery | Fixed & Outreach | [12 empty] | 0 | 0 | 0 | 0 | 0 | 0 | 0 | 0 | 0 | 0 | #DIV/0! | 0 | #DIV/0! | #DIV/0! | 0 | 0 | 0 | 0 | 0 | 0 | 0 | 0 | 0 | Extens_Solar | #DIV/0! | 0 | #N/A |  |  |  | 0 | [7 empty] | 0 | 0 |  |  |  | 0 |  | 1 | 1
| MANICA | MACHAZE | MACHAZE | CS Chinete | [5 empty] | HC | MoH | SP | 10865.2384 |  | 1 | 1 | No | Collection & Delivery | Fixed & Outreach | [12 empty] | 0 | 0 | 0 | 0 | 0 | 0 | 0 | 0 | 0 | 0 | #DIV/0! | 0 | #DIV/0! | #DIV/0! | 0 | 0 | 0 | 0 | 0 | 0 | 0 | 0 | 0 | Extens_Solar | #DIV/0! | 0 | #N/A |  |  |  | 0 | [7 empty] | 0 | 0 |  |  |  | 0 |  | 1 | 1
| MANICA | GONDOLA | GONDOLA | Depósito D. GONDOLA | [5 empty] | DVS | MoH | LD | 209005 |  | 1 | 1 | 8-16 h | Collection & Delivery | No vaccination | [12 empty] | 2 | 2 | 1 | 0 | 0 | 0 | 1 | 91.5 | 315.3 | 0 | #DIV/0! | #DIV/0! | #DIV/0! | #DIV/0! | 0 | 0 | 0 | 0 | 0 | 0 | 91.5 | 315.3 | 0 | #DIV/0! | #DIV/0! | 0 | #N/A |  |  |  | #DIV/0! | [5 empty] | #DIV/0! | #DIV/0! | 0 | #N/A |  |  |  | #DIV/0! |  | 0 | 0
| MANICA | GONDOLA | GONDOLA | CS de Gondola | [5 empty] | HC | MoH | SP | 48960.5 |  | 1 | 1 | <8 h | Collection & Delivery | Fixed & Outreach | [12 empty] | 1 | 1 | 0 | 0 | 0 | 0 | 1 | 20 | 34.3 | 0 | #DIV/0! | 0 | #DIV/0! | #DIV/0! | 0 | 0 | 0 | 0 | 0 | 0 | 20 | 34.3 | 0 | #DIV/0! | #DIV/0! | 0 | #N/A |  |  |  | #DIV/0! | [7 empty] | 0 | 0 |  |  |  | 0 |  | 1 | 1
| MANICA | GONDOLA | GONDOLA | CS Francisco Manhanga | [5 empty] | HC | MoH | SP | 6143.7224 |  | 1 | 1 | No | Collection & Delivery | Fixed & Outreach | [12 empty] | 1 | 1 | 0 | 0 | 0 | 0 | 1 | 55.5 | 0 | 0 | #DIV/0! | 0 | #DIV/0! | #DIV/0! | 0 | 0 | 0 | 0 | 0 | 0 | 55.5 | 0 | 0 | #DIV/0! | #DIV/0! | 0 | #N/A |  |  |  | #DIV/0! | [7 empty] | 0 | 0 |  |  |  | 0 |  | 1 | 1
| MANICA | GONDOLA | GONDOLA | CS Inchope | [5 empty] | HC | MoH | SP | 27466.3605 |  | 1 | 1 | <8 h | Collection & Delivery | Fixed & Outreach | [12 empty] | 1 | 1 | 0 | 0 | 0 | 0 | 1 | 55.5 | 0 | 0 | #DIV/0! | 0 | #DIV/0! | #DIV/0! | 0 | 0 | 0 | 0 | 0 | 0 | 55.5 | 0 | 0 | #DIV/0! | #DIV/0! | 0 | #N/A |  |  |  | #DIV/0! | [7 empty] | 0 | 0 |  |  |  | 0 |  | 1 | 1
| MANICA | GONDOLA | GONDOLA | CS J.Machel | [5 empty] | HC | MoH | SP | 8016.6427 |  | 1 | 1 | No | Collection & Delivery | Fixed & Outreach | [12 empty] | 1 | 1 | 0 | 0 | 0 | 0 | 1 | 20 | 34.3 | 0 | #DIV/0! | 0 | #DIV/0! | #DIV/0! | 0 | 0 | 0 | 0 | 0 | 0 | 20 | 34.3 | 0 | #DIV/0! | #DIV/0! | 0 | #N/A |  |  |  | #DIV/0! | [7 empty] | 0 | 0 |  |  |  | 0 |  | 1 | 1
| MANICA | GONDOLA | GONDOLA | CS Muda Serração | [5 empty] | HC | MoH | SP | 19581.4811 |  | 1 | 1 | <8 h | Collection & Delivery | Fixed & Outreach | [12 empty] | 1 | 1 | 0 | 0 | 0 | 0 | 1 | 55.5 | 0 | 0 | #DIV/0! | 0 | #DIV/0! | #DIV/0! | 0 | 0 | 0 | 0 | 0 | 0 | 55.5 | 0 | 0 | #DIV/0! | #DIV/0! | 0 | #N/A |  |  |  | #DIV/0! | [7 empty] | 0 | 0 |  |  |  | 0 |  | 1 | 1
| MANICA | GONDOLA | GONDOLA | CS Mutocoma | [5 empty] | HC | MoH | SP | 24197.3773 |  | 1 | 1 | <8 h | Collection & Delivery | Fixed & Outreach | [12 empty] | 2 | 2 | 0 | 0 | 0 | 0 | 1 | 91.5 | 34.3 | 0 | #DIV/0! | 0 | #DIV/0! | #DIV/0! | 0 | 0 | 0 | 0 | 0 | 0 | 91.5 | 34.3 | 0 | #DIV/0! | #DIV/0! | 0 | #N/A |  |  |  | #DIV/0! | [7 empty] | 0 | 0 |  |  |  | 0 |  | 1 | 1
| MANICA | GONDOLA | GONDOLA | Centro de saúde Denise Gonçalves nhaphungo | [5 empty] | HC | MoH | SP | 4182.9599 |  | 1 | 1 | No | Collection & Delivery | Fixed & Outreach | [12 empty] | 0 | 0 | 0 | 0 | 0 | 0 | 0 | 0 | 0 | 0 | #DIV/0! | 0 | #DIV/0! | #DIV/0! | 0 | 0 | 0 | 0 | 0 | 0 | 0 | 0 | 0 | Extens_Solar | #DIV/0! | 0 | #N/A |  |  |  | 0 | [7 empty] | 0 | 0 |  |  |  | 0 |  | 1 | 1
| MANICA | GONDOLA | GONDOLA | Centro de saúde massangano | [5 empty] | HC | MoH | SP | 4574.0667 |  | 1 | 1 | No | Collection & Delivery | Fixed & Outreach | [12 empty] | 0 | 0 | 0 | 0 | 0 | 0 | 0 | 0 | 0 | 0 | #DIV/0! | 0 | #DIV/0! | #DIV/0! | 0 | 0 | 0 | 0 | 0 | 0 | 0 | 0 | 0 | Extens_Solar | #DIV/0! | 0 | #N/A |  |  |  | 0 | [7 empty] | 0 | 0 |  |  |  | 0 |  | 1 | 1
| MANICA | BÁRUE | BÁRUE | Depósito D. BÁRUE | [5 empty] | DVS | MoH | LD | 387931 |  | 1 | 1 | 8-16 h | Collection & Delivery | No vaccination | [12 empty] | 3 | 3 | 0 | 0 | 0 | 0 | 1 | 216.5 | 0 | 0 | #DIV/0! | #DIV/0! | #DIV/0! | #DIV/0! | 0 | 0 | 0 | 0 | 0 | 0 | 216.5 | 0 | 0 | #DIV/0! | #DIV/0! | 0 | #N/A |  |  |  | #DIV/0! | [5 empty] | Extens_Electric | #DIV/0! | 0 | #N/A |  |  |  | 0 |  | 0 | 0
| MANICA | BÁRUE | BÁRUE | CS Chiuala | [5 empty] | HC | MoH | SP | 22673.7342 |  | 1 | 1 | No | Collection & Delivery | Fixed & Outreach | [12 empty] | 1 | 1 | 0 | 0 | 0 | 0 | 1 | 20 | 34.3 | 0 | #DIV/0! | 0 | #DIV/0! | #DIV/0! | 0 | 0 | 0 | 0 | 0 | 0 | 20 | 34.3 | 0 | #DIV/0! | #DIV/0! | 0 | #N/A |  |  |  | #DIV/0! | [7 empty] | 0 | 0 |  |  |  | 0 |  | 1 | 1
| MANICA | BÁRUE | BÁRUE | CS Cruzamento de Macossa | [5 empty] | HC | MoH | SP | 20564.4766 |  | 1 | 1 | <8 h | Collection & Delivery | Fixed & Outreach | [12 empty] | 1 | 1 | 0 | 0 | 0 | 0 | 1 | 80.5 | 0 | 0 | #DIV/0! | 0 | #DIV/0! | #DIV/0! | 0 | 0 | 0 | 0 | 0 | 0 | 80.5 | 0 | 0 | #DIV/0! | #DIV/0! | 0 | #N/A |  |  |  | #DIV/0! | [7 empty] | 0 | 0 |  |  |  | 0 |  | 1 | 1
| MANICA | BÁRUE | BÁRUE | CS Honde | [5 empty] | HC | MoH | SP | 23728.8858 |  | 1 | 1 | No | Collection & Delivery | Fixed & Outreach | [12 empty] | 1 | 1 | 0 | 0 | 0 | 0 | 1 | 55.5 | 0 | 0 | #DIV/0! | 0 | #DIV/0! | #DIV/0! | 0 | 0 | 0 | 0 | 0 | 0 | 55.5 | 0 | 0 | #DIV/0! | #DIV/0! | 0 | #N/A |  |  |  | #DIV/0! | [7 empty] | 0 | 0 |  |  |  | 0 |  | 1 | 1
| MANICA | BÁRUE | BÁRUE | CS Munene | [5 empty] | HC | MoH | SP | 7381.8785 |  | 1 | 1 | <8 h | Collection & Delivery | Fixed & Outreach | [12 empty] | 1 | 1 | 0 | 0 | 0 | 0 | 1 | 80.5 | 0 | 0 | #DIV/0! | 0 | #DIV/0! | #DIV/0! | 0 | 0 | 0 | 0 | 0 | 0 | 80.5 | 0 | 0 | #DIV/0! | #DIV/0! | 0 | #N/A |  |  |  | #DIV/0! | [7 empty] | 0 | 0 |  |  |  | 0 |  | 1 | 1
| MANICA | BÁRUE | BÁRUE | CS Nhampassa | [5 empty] | HC | MoH | SP | 26365.1963 |  | 1 | 1 | No | Collection & Delivery | Fixed & Outreach | [12 empty] | 1 | 1 | 0 | 0 | 0 | 0 | 1 | 55.5 | 0 | 0 | #DIV/0! | 0 | #DIV/0! | #DIV/0! | 0 | 0 | 0 | 0 | 0 | 0 | 55.5 | 0 | 0 | #DIV/0! | #DIV/0! | 0 | #N/A |  |  |  | #DIV/0! | [7 empty] | 0 | 0 |  |  |  | 0 |  | 1 | 1
| MANICA | BÁRUE | BÁRUE | CS Nhansacara | [5 empty] | HC | MoH | SP | 27946.3551 |  | 1 | 1 | No | Collection & Delivery | Fixed & Outreach | [12 empty] | 1 | 1 | 0 | 0 | 0 | 0 | 1 | 20 | 34.3 | 0 | #DIV/0! | 0 | #DIV/0! | #DIV/0! | 0 | 0 | 0 | 0 | 0 | 0 | 20 | 34.3 | 0 | #DIV/0! | #DIV/0! | 0 | #N/A |  |  |  | #DIV/0! | [7 empty] | 0 | 0 |  |  |  | 0 |  | 1 | 1
| MANICA | BÁRUE | BÁRUE | CS Nhazonia | [5 empty] | HC | MoH | SP | 24782.9917 |  | 1 | 1 | <8 h | Collection & Delivery | Fixed & Outreach | [12 empty] | 1 | 1 | 0 | 0 | 0 | 0 | 1 | 36 | 34.3 | 0 | #DIV/0! | 0 | #DIV/0! | #DIV/0! | 0 | 0 | 0 | 0 | 0 | 0 | 36 | 34.3 | 0 | #DIV/0! | #DIV/0! | 0 | #N/A |  |  |  | #DIV/0! | [7 empty] | 0 | 0 |  |  |  | 0 |  | 1 | 1
| MANICA | BÁRUE | BÁRUE | CS Panze | [5 empty] | HC | MoH | SP | 11336.8671 |  | 1 | 1 | <8 h | Collection & Delivery | Fixed & Outreach | [12 empty] | 1 | 1 | 0 | 0 | 0 | 0 | 1 | 36 | 34.3 | 0 | #DIV/0! | 0 | #DIV/0! | #DIV/0! | 0 | 0 | 0 | 0 | 0 | 0 | 36 | 34.3 | 0 | #DIV/0! | #DIV/0! | 0 | #N/A |  |  |  | #DIV/0! | [7 empty] | 0 | 0 |  |  |  | 0 |  | 1 | 1
| MANICA | BÁRUE | BÁRUE | CS Serra-Choa | [5 empty] | HC | MoH | SP | 5800.7197 |  | 1 | 1 | <8 h | Collection & Delivery | Fixed & Outreach | [12 empty] | 2 | 2 | 0 | 0 | 0 | 0 | 1 | 40 | 68.6 | 0 | #DIV/0! | 0 | #DIV/0! | #DIV/0! | 0 | 0 | 0 | 0 | 0 | 0 | 40 | 68.6 | 0 | #DIV/0! | #DIV/0! | 0 | #N/A |  |  |  | #DIV/0! | [7 empty] | 0 | 0 |  |  |  | 0 |  | 1 | 1
| MANICA | BÁRUE | BÁRUE | Cs 1° de Maio | [5 empty] | HC | MoH | SP | 59563.2576 |  | 1 | 1 | No | Collection & Delivery | Fixed & Outreach | [12 empty] | 0 | 0 | 0 | 0 | 0 | 0 | 0 | 0 | 0 | 0 | #DIV/0! | 0 | #DIV/0! | #DIV/0! | 0 | 0 | 0 | 0 | 0 | 0 | 0 | 0 | 0 | Extens_Solar | #DIV/0! | 0 | #N/A |  |  |  | 0 | [7 empty] | 0 | 0 |  |  |  | 0 |  | 1 | 1
| MANICA | BÁRUE | BÁRUE | CS 7 de Abril | [5 empty] | HC | MoH | SP | 84090.043 |  | 1 | 1 | No | Collection & Delivery | Fixed & Outreach | [12 empty] | 0 | 0 | 0 | 0 | 0 | 0 | 0 | 0 | 0 | 0 | #DIV/0! | 0 | #DIV/0! | #DIV/0! | 0 | 0 | 0 | 0 | 0 | 0 | 0 | 0 | 0 | Extens_Solar | #DIV/0! | 0 | #N/A |  |  |  | 0 | [7 empty] | 0 | 0 |  |  |  | 0 |  | 1 | 1
| MANICA | MACOSSA | MACOSSA | Depósito D. MACOSSA | [5 empty] | DVS | MoH | LD | 196124 |  | 1 | 1 | 8-16 h | Collection & Delivery | No vaccination | [12 empty] | 3 | 3 | 0 | 0 | 0 | 0 | 1 | 92 | 102.9 | 0 | #DIV/0! | #DIV/0! | #DIV/0! | #DIV/0! | 0 | 0 | 0 | 0 | 0 | 0 | 92 | 102.9 | 0 | #DIV/0! | #DIV/0! | 0 | #N/A |  |  |  | #DIV/0! | [5 empty] | #DIV/0! | #DIV/0! | 0 | #N/A |  |  |  | #DIV/0! |  | 0 | 0
| MANICA | MACOSSA | MACOSSA | CS de Chicanga | [5 empty] | HC | MoH | SP | 12621.0358 |  | 1 | 1 | No | Collection & Delivery | Fixed & Outreach | [12 empty] | 1 | 1 | 0 | 0 | 0 | 0 | 1 | 80.5 | 0 | 0 | #DIV/0! | 0 | #DIV/0! | #DIV/0! | 0 | 0 | 0 | 0 | 0 | 0 | 80.5 | 0 | 0 | #DIV/0! | #DIV/0! | 0 | #N/A |  |  |  | #DIV/0! | [7 empty] | 0 | 0 |  |  |  | 0 |  | 1 | 1
| MANICA | MACOSSA | MACOSSA | CS Dunda | [5 empty] | HC | MoH | SP | 17612.3527 |  | 1 | 1 | No | Collection & Delivery | Fixed & Outreach | [12 empty] | 1 | 1 | 0 | 0 | 0 | 0 | 1 | 80.5 | 0 | 0 | #DIV/0! | 0 | #DIV/0! | #DIV/0! | 0 | 0 | 0 | 0 | 0 | 0 | 80.5 | 0 | 0 | #DIV/0! | #DIV/0! | 0 | #N/A |  |  |  | #DIV/0! | [7 empty] | 0 | 0 |  |  |  | 0 |  | 1 | 1
| MANICA | MACOSSA | MACOSSA | CS Macate | [5 empty] | HC | MoH | SP | 50790.5449 |  | 1 | 1 | No | Collection & Delivery | Fixed & Outreach | [12 empty] | 1 | 1 | 0 | 0 | 0 | 0 | 1 | 55.5 | 0 | 0 | #DIV/0! | 0 | #DIV/0! | #DIV/0! | 0 | 0 | 0 | 0 | 0 | 0 | 55.5 | 0 | 0 | #DIV/0! | #DIV/0! | 0 | #N/A |  |  |  | #DIV/0! | [7 empty] | 0 | 0 |  |  |  | 0 |  | 1 | 1
| MANICA | MACOSSA | MACOSSA | CS Marera | [5 empty] | HC | MoH | SP | 17795.3572 |  | 1 | 1 | <8 h | Collection & Delivery | Fixed & Outreach | [12 empty] | 1 | 1 | 0 | 0 | 0 | 0 | 1 | 36 | 34.3 | 0 | #DIV/0! | 0 | #DIV/0! | #DIV/0! | 0 | 0 | 0 | 0 | 0 | 0 | 36 | 34.3 | 0 | #DIV/0! | #DIV/0! | 0 | #N/A |  |  |  | #DIV/0! | [7 empty] | 0 | 0 |  |  |  | 0 |  | 1 | 1
| MANICA | MACOSSA | MACOSSA | CS Mussangadzi | [5 empty] | HC | MoH | SP | 4966.2191 |  | 1 | 1 | <8 h | Collection & Delivery | Fixed & Outreach | [12 empty] | 1 | 1 | 0 | 0 | 0 | 0 | 1 | 80.5 | 0 | 0 | #DIV/0! | 0 | #DIV/0! | #DIV/0! | 0 | 0 | 0 | 0 | 0 | 0 | 80.5 | 0 | 0 | #DIV/0! | #DIV/0! | 0 | #N/A |  |  |  | #DIV/0! | [7 empty] | 0 | 0 |  |  |  | 0 |  | 1 | 1
| MANICA | MACOSSA | MACOSSA | CS Nguawala | [5 empty] | HC | MoH | SP | 4431.846 |  | 1 | 1 | No | Collection & Delivery | Fixed & Outreach | [12 empty] | 1 | 1 | 0 | 0 | 0 | 0 | 1 | 80.5 | 0 | 0 | #DIV/0! | 0 | #DIV/0! | #DIV/0! | 0 | 0 | 0 | 0 | 0 | 0 | 80.5 | 0 | 0 | #DIV/0! | #DIV/0! | 0 | #N/A |  |  |  | #DIV/0! | [7 empty] | 0 | 0 |  |  |  | 0 |  | 1 | 1
| MANICA | MACOSSA | MACOSSA | CS Nhamagua | [5 empty] | HC | MoH | SP | 9928.2553 |  | 1 | 1 | No | Collection & Delivery | Fixed & Outreach | [12 empty] | 1 | 1 | 0 | 0 | 0 | 0 | 1 | 36 | 34.3 | 0 | #DIV/0! | 0 | #DIV/0! | #DIV/0! | 0 | 0 | 0 | 0 | 0 | 0 | 36 | 34.3 | 0 | #DIV/0! | #DIV/0! | 0 | #N/A |  |  |  | #DIV/0! | [7 empty] | 0 | 0 |  |  |  | 0 |  | 1 | 1
| MANICA | MACOSSA | MACOSSA | CS Zembe Centro | [5 empty] | HC | MoH | SP | 29466.8611 |  | 1 | 1 | No | Collection & Delivery | Fixed & Outreach | [12 empty] | 1 | 1 | 0 | 0 | 0 | 0 | 1 | 55.5 | 0 | 0 | #DIV/0! | 0 | #DIV/0! | #DIV/0! | 0 | 0 | 0 | 0 | 0 | 0 | 55.5 | 0 | 0 | #DIV/0! | #DIV/0! | 0 | #N/A |  |  |  | #DIV/0! | [7 empty] | 0 | 0 |  |  |  | 0 |  | 1 | 1
| MANICA | MACOSSA | MACOSSA | 4 Congresso | [5 empty] | HC | MoH | SP | 21066.4318 |  | 1 | 1 | No | Collection & Delivery | Fixed & Outreach | [12 empty] | 0 | 0 | 0 | 0 | 0 | 0 | 0 | 0 | 0 | 0 | #DIV/0! | 0 | #DIV/0! | #DIV/0! | 0 | 0 | 0 | 0 | 0 | 0 | 0 | 0 | 0 | Extens_Solar | #DIV/0! | 0 | #N/A |  |  |  | 0 | [7 empty] | 0 | 0 |  |  |  | 0 |  | 1 | 1
| MANICA | MACOSSA | MACOSSA | CS Chazuca | [5 empty] | HC | MoH | SP | 7490.6355 |  | 1 | 1 | No | Collection & Delivery | Fixed & Outreach | [12 empty] | 0 | 0 | 0 | 0 | 0 | 0 | 0 | 0 | 0 | 0 | #DIV/0! | 0 | #DIV/0! | #DIV/0! | 0 | 0 | 0 | 0 | 0 | 0 | 0 | 0 | 0 | Extens_Solar | #DIV/0! | 0 | #N/A |  |  |  | 0 | [7 empty] | 0 | 0 |  |  |  | 0 |  | 1 | 1
| MANICA | SUSSUNDENGA | SUSSUNDENGA | Depósito D. SUSSUNDENGA | [5 empty] | DVS | MoH | LD | 238972 |  | 1 | 1 | 8-16 h | Collection & Delivery | No vaccination | [12 empty] | 3 | 3 | 0 | 0 | 0 | 0 | 1 | 87 | 34.3 | 0 | #DIV/0! | #DIV/0! | #DIV/0! | #DIV/0! | 0 | 0 | 0 | 0 | 0 | 0 | 87 | 34.3 | 0 | #DIV/0! | #DIV/0! | 0 | #N/A |  |  |  | #DIV/0! | [5 empty] | #DIV/0! | #DIV/0! | 0 | #N/A |  |  |  | #DIV/0! |  | 0 | 0
| MANICA | SUSSUNDENGA | SUSSUNDENGA | Centro de saúde de sembezeia | [5 empty] | HC | MoH | SP | 11815.816 |  | 1 | 1 | No | Collection & Delivery | Fixed & Outreach | [12 empty] | 1 | 1 | 0 | 0 | 0 | 0 | 1 | 25.5 | 0 | 0 | #DIV/0! | 0 | #DIV/0! | #DIV/0! | 0 | 0 | 0 | 0 | 0 | 0 | 25.5 | 0 | 0 | #DIV/0! | #DIV/0! | 0 | #N/A |  |  |  | #DIV/0! | [7 empty] | 0 | 0 |  |  |  | 0 |  | 1 | 1
| MANICA | SUSSUNDENGA | SUSSUNDENGA | Centro de saúde de infloma | [5 empty] | HC | MoH | SP | 6452.2157 |  | 1 | 1 | <8 h | Collection & Delivery | Fixed & Outreach | [12 empty] | 1 | 1 | 0 | 0 | 0 | 0 | 1 | 25.5 | 0 | 0 | #DIV/0! | 0 | #DIV/0! | #DIV/0! | 0 | 0 | 0 | 0 | 0 | 0 | 25.5 | 0 | 0 | #DIV/0! | #DIV/0! | 0 | #N/A |  |  |  | #DIV/0! | [7 empty] | 0 | 0 |  |  |  | 0 |  | 1 | 1
| MANICA | SUSSUNDENGA | SUSSUNDENGA | CS Bunga | [5 empty] | HC | MoH | SP | 17232.7491 |  | 1 | 1 | No | Collection & Delivery | Fixed & Outreach | [12 empty] | 1 | 1 | 0 | 0 | 0 | 0 | 1 | 25.5 | 0 | 0 | #DIV/0! | 0 | #DIV/0! | #DIV/0! | 0 | 0 | 0 | 0 | 0 | 0 | 25.5 | 0 | 0 | #DIV/0! | #DIV/0! | 0 | #N/A |  |  |  | #DIV/0! | [7 empty] | 0 | 0 |  |  |  | 0 |  | 1 | 1
| MANICA | SUSSUNDENGA | SUSSUNDENGA | CS Central Mavuzi | [5 empty] | HC | MoH | SP | 13503.6403 |  | 1 | 1 | No | Collection & Delivery | Fixed & Outreach | [12 empty] | 1 | 1 | 0 | 0 | 0 | 0 | 1 | 25.5 | 0 | 0 | #DIV/0! | 0 | #DIV/0! | #DIV/0! | 0 | 0 | 0 | 0 | 0 | 0 | 25.5 | 0 | 0 | #DIV/0! | #DIV/0! | 0 | #N/A |  |  |  | #DIV/0! | [7 empty] | 0 | 0 |  |  |  | 0 |  | 1 | 1
| MANICA | SUSSUNDENGA | SUSSUNDENGA | CS de Darue | [5 empty] | HC | MoH | SP | 11517.7801 |  | 1 | 1 | No | Collection & Delivery | Fixed & Outreach | [12 empty] | 1 | 1 | 0 | 0 | 0 | 0 | 1 | 25.5 | 0 | 0 | #DIV/0! | 0 | #DIV/0! | #DIV/0! | 0 | 0 | 0 | 0 | 0 | 0 | 25.5 | 0 | 0 | #DIV/0! | #DIV/0! | 0 | #N/A |  |  |  | #DIV/0! | [7 empty] | 0 | 0 |  |  |  | 0 |  | 1 | 1
| MANICA | SUSSUNDENGA | SUSSUNDENGA | CS de Rupisse | [5 empty] | HC | MoH | SP | 9298.7199 |  | 1 | 1 | <8 h | Collection & Delivery | Fixed & Outreach | [12 empty] | 1 | 1 | 0 | 0 | 0 | 0 | 1 | 25.5 | 0 | 0 | #DIV/0! | 0 | #DIV/0! | #DIV/0! | 0 | 0 | 0 | 0 | 0 | 0 | 25.5 | 0 | 0 | #DIV/0! | #DIV/0! | 0 | #N/A |  |  |  | #DIV/0! | [7 empty] | 0 | 0 |  |  |  | 0 |  | 1 | 1
| MANICA | SUSSUNDENGA | SUSSUNDENGA | CS Dombe | [5 empty] | HC | MoH | SP | 23515.5549 |  | 1 | 1 | No | Collection & Delivery | Fixed & Outreach | [12 empty] | 1 | 1 | 0 | 0 | 0 | 0 | 1 | 25.5 | 0 | 0 | #DIV/0! | 0 | #DIV/0! | #DIV/0! | 0 | 0 | 0 | 0 | 0 | 0 | 25.5 | 0 | 0 | #DIV/0! | #DIV/0! | 0 | #N/A |  |  |  | #DIV/0! | [7 empty] | 0 | 0 |  |  |  | 0 |  | 1 | 1
| MANICA | SUSSUNDENGA | SUSSUNDENGA | CS Matarara | [5 empty] | HC | MoH | SP | 71319.4664 |  | 1 | 1 | No | Collection & Delivery | Fixed & Outreach | [12 empty] | 1 | 1 | 0 | 0 | 0 | 0 | 1 | 25.5 | 0 | 0 | #DIV/0! | 0 | #DIV/0! | #DIV/0! | 0 | 0 | 0 | 0 | 0 | 0 | 25.5 | 0 | 0 | #DIV/0! | #DIV/0! | 0 | #N/A |  |  |  | #DIV/0! | [7 empty] | 0 | 0 |  |  |  | 0 |  | 1 | 1
| MANICA | SUSSUNDENGA | SUSSUNDENGA | CS Munhinga | [5 empty] | HC | MoH | SP | 14058.9282 |  | 1 | 1 | No | Collection & Delivery | Fixed & Outreach | [12 empty] | 1 | 1 | 0 | 0 | 0 | 0 | 1 | 25.5 | 0 | 0 | #DIV/0! | 0 | #DIV/0! | #DIV/0! | 0 | 0 | 0 | 0 | 0 | 0 | 25.5 | 0 | 0 | #DIV/0! | #DIV/0! | 0 | #N/A |  |  |  | #DIV/0! | [7 empty] | 0 | 0 |  |  |  | 0 |  | 1 | 1
| MANICA | SUSSUNDENGA | SUSSUNDENGA | CS Nhambamba | [5 empty] | HC | MoH | SP | 12754.8905 |  | 1 | 1 | No | Collection & Delivery | Fixed & Outreach | [12 empty] | 1 | 1 | 0 | 0 | 0 | 0 | 1 | 25.5 | 0 | 0 | #DIV/0! | 0 | #DIV/0! | #DIV/0! | 0 | 0 | 0 | 0 | 0 | 0 | 25.5 | 0 | 0 | #DIV/0! | #DIV/0! | 0 | #N/A |  |  |  | #DIV/0! | [7 empty] | 0 | 0 |  |  |  | 0 |  | 1 | 1
| MANICA | SUSSUNDENGA | SUSSUNDENGA | CS Rotanda | [5 empty] | HC | MoH | SP | 15208.1965 |  | 1 | 1 | <8 h | Collection & Delivery | Fixed & Outreach | [12 empty] | 1 | 1 | 0 | 0 | 0 | 0 | 1 | 25.5 | 0 | 0 | #DIV/0! | 0 | #DIV/0! | #DIV/0! | 0 | 0 | 0 | 0 | 0 | 0 | 25.5 | 0 | 0 | #DIV/0! | #DIV/0! | 0 | #N/A |  |  |  | #DIV/0! | [7 empty] | 0 | 0 |  |  |  | 0 |  | 1 | 1
| MANICA | SUSSUNDENGA | SUSSUNDENGA | CS Buzua | [5 empty] | HC | MoH | SP | 11570.0671 |  | 1 | 1 | No | Collection & Delivery | Fixed & Outreach | [12 empty] | 0 | 0 | 0 | 0 | 0 | 0 | 0 | 0 | 0 | 0 | #DIV/0! | 0 | #DIV/0! | #DIV/0! | 0 | 0 | 0 | 0 | 0 | 0 | 0 | 0 | 0 | Extens_Solar | #DIV/0! | 0 | #N/A |  |  |  | 0 | [7 empty] | 0 | 0 |  |  |  | 0 |  | 1 | 1
| MANICA | SUSSUNDENGA | SUSSUNDENGA | CS Campange | [5 empty] | HC | MoH | SP | 5061.3815 |  | 1 | 1 | <8 h | Collection & Delivery | Fixed & Outreach | [12 empty] | 0 | 0 | 0 | 0 | 0 | 0 | 0 | 0 | 0 | 0 | #DIV/0! | 0 | #DIV/0! | #DIV/0! | 0 | 0 | 0 | 0 | 0 | 0 | 0 | 0 | 0 | Extens_Solar | #DIV/0! | 0 | #N/A |  |  |  | 0 | [7 empty] | 0 | 0 |  |  |  | 0 |  | 1 | 1
| MANICA | VANDUZI | VANDUZI | Depósito D. VANDUZI | [5 empty] | DVS | MoH | LD | 74768 |  | 1 | 1 | 8-16 h | Collection & Delivery | No vaccination | [12 empty] | 3 | 3 | 0 | 0 | 0 | 0 | 1 | 117 | 34.3 | 0 | #DIV/0! | #DIV/0! | #DIV/0! | #DIV/0! | 0 | 0 | 0 | 0 | 0 | 0 | 117 | 34.3 | 0 | #DIV/0! | #DIV/0! | 0 | #N/A |  |  |  | #DIV/0! | [5 empty] | #DIV/0! | #DIV/0! | 0 | #N/A |  |  |  | #DIV/0! |  | 0 | 0
| MANICA | VANDUZI | VANDUZI | CS Dengalenga | [5 empty] | HC | MoH | SP | 5384.5151 |  | 1 | 1 | <8 h | Collection & Delivery | Fixed & Outreach | [12 empty] | 1 | 1 | 0 | 0 | 0 | 0 | 1 | 36 | 34.3 | 0 | #DIV/0! | 0 | #DIV/0! | #DIV/0! | 0 | 0 | 0 | 0 | 0 | 0 | 36 | 34.3 | 0 | #DIV/0! | #DIV/0! | 0 | #N/A |  |  |  | #DIV/0! | [7 empty] | 0 | 0 |  |  |  | 0 |  | 1 | 1
| MANICA | VANDUZI | VANDUZI | CS IAC | [5 empty] | HC | MoH | SP | 2718.9239 |  | 1 | 1 | No | Collection & Delivery | Fixed & Outreach | [12 empty] | 1 | 1 | 0 | 0 | 0 | 0 | 1 | 55.5 | 0 | 0 | #DIV/0! | 0 | #DIV/0! | #DIV/0! | 0 | 0 | 0 | 0 | 0 | 0 | 55.5 | 0 | 0 | #DIV/0! | #DIV/0! | 0 | #N/A |  |  |  | #DIV/0! | [7 empty] | 0 | 0 |  |  |  | 0 |  | 1 | 1
| MANICA | VANDUZI | VANDUZI | CS Matsinho | [5 empty] | HC | MoH | SP | 7230.2462 |  | 1 | 1 | No | Collection & Delivery | Fixed & Outreach | [12 empty] | 1 | 1 | 0 | 0 | 0 | 0 | 1 | 80.5 | 0 | 0 | #DIV/0! | 0 | #DIV/0! | #DIV/0! | 0 | 0 | 0 | 0 | 0 | 0 | 80.5 | 0 | 0 | #DIV/0! | #DIV/0! | 0 | #N/A |  |  |  | #DIV/0! | [7 empty] | 0 | 0 |  |  |  | 0 |  | 1 | 1
| MANICA | VANDUZI | VANDUZI | CS Monequera | [5 empty] | HC | MoH | SP | 8973.4947 |  | 1 | 1 | <8 h | Collection & Delivery | Fixed & Outreach | [12 empty] | 1 | 1 | 0 | 0 | 0 | 0 | 1 | 80.5 | 0 | 0 | #DIV/0! | 0 | #DIV/0! | #DIV/0! | 0 | 0 | 0 | 0 | 0 | 0 | 80.5 | 0 | 0 | #DIV/0! | #DIV/0! | 0 | #N/A |  |  |  | #DIV/0! | [7 empty] | 0 | 0 |  |  |  | 0 |  | 1 | 1
| MANICA | VANDUZI | VANDUZI | CS Pungue Sul | [5 empty] | HC | MoH | SP | 8760.1638 |  | 1 | 1 | <8 h | Collection & Delivery | Fixed & Outreach | [12 empty] | 1 | 1 | 0 | 0 | 0 | 0 | 1 | 55.5 | 0 | 0 | #DIV/0! | 0 | #DIV/0! | #DIV/0! | 0 | 0 | 0 | 0 | 0 | 0 | 55.5 | 0 | 0 | #DIV/0! | #DIV/0! | 0 | #N/A |  |  |  | #DIV/0! | [7 empty] | 0 | 0 |  |  |  | 0 |  | 1 | 1
| MANICA | VANDUZI | VANDUZI | CS Vanduzi | [5 empty] | HC | MoH | SP | 4465.3097 |  | 1 | 1 | No | Collection & Delivery | Fixed & Outreach | [12 empty] | 1 | 1 | 0 | 0 | 0 | 0 | 1 | 55.5 | 0 | 0 | #DIV/0! | 0 | #DIV/0! | #DIV/0! | 0 | 0 | 0 | 0 | 0 | 0 | 55.5 | 0 | 0 | #DIV/0! | #DIV/0! | 0 | #N/A |  |  |  | #DIV/0! | [7 empty] | 0 | 0 |  |  |  | 0 |  | 1 | 1
| MANICA | VANDUZI | VANDUZI | Agua De Maputo, Boane | [5 empty] | HC | MoH | SP | 2953.1697 |  | 1 | 1 | No | Collection & Delivery | Fixed & Outreach | [12 empty] | 0 | 0 | 0 | 0 | 0 | 0 | 0 | 0 | 0 | 0 | #DIV/0! | 0 | #DIV/0! | #DIV/0! | 0 | 0 | 0 | 0 | 0 | 0 | 0 | 0 | 0 | Extens_Solar | #DIV/0! | 0 | #N/A |  |  |  | 0 | [7 empty] | 0 | 0 |  |  |  | 0 |  | 1 | 1
| MANICA | VANDUZI | VANDUZI | Beleluane, Boane | [5 empty] | HC | MoH | SP | 25091.485 |  | 1 | 1 | <8 h | Collection & Delivery | Fixed & Outreach | [12 empty] | 0 | 0 | 0 | 0 | 0 | 0 | 0 | 0 | 0 | 0 | #DIV/0! | 0 | #DIV/0! | #DIV/0! | 0 | 0 | 0 | 0 | 0 | 0 | 0 | 0 | 0 | Extens_Solar | #DIV/0! | 0 | #N/A |  |  |  | 0 | [7 empty] | 0 | 0 |  |  |  | 0 |  | 1 | 1
| MANICA | GURO | GURO | Depósito D. GURO | [5 empty] | DVS | MoH | LD | 119943 |  | 1 | 1 | 8-16 h | Collection & Delivery | No vaccination | [12 empty] | 2 | 2 | 0 | 0 | 0 | 0 | 1 | 91.5 | 34.3 | 0 | #DIV/0! | #DIV/0! | #DIV/0! | #DIV/0! | 0 | 0 | 0 | 0 | 0 | 0 | 91.5 | 34.3 | 0 | #DIV/0! | #DIV/0! | 0 | #N/A |  |  |  | #DIV/0! | [5 empty] | #DIV/0! | #DIV/0! | 0 | #N/A |  |  |  | #DIV/0! |  | 0 | 0
| MANICA | GURO | GURO | CS Bunga | [5 empty] | HC | MoH | SP | 5508.9582 |  | 1 | 1 | <8 h | Collection & Delivery | Fixed & Outreach | [12 empty] | 1 | 1 | 0 | 0 | 0 | 0 | 1 | 36 | 34.3 | 0 | #DIV/0! | 0 | #DIV/0! | #DIV/0! | 0 | 0 | 0 | 0 | 0 | 0 | 36 | 34.3 | 0 | #DIV/0! | #DIV/0! | 0 | #N/A |  |  |  | #DIV/0! | [7 empty] | 0 | 0 |  |  |  | 0 |  | 1 | 1
| MANICA | GURO | GURO | CS Chivuli | [5 empty] | HC | MoH | SP | 9771.3943 |  | 1 | 1 | No | Collection & Delivery | Fixed & Outreach | [12 empty] | 1 | 1 | 0 | 0 | 0 | 0 | 1 | 55.5 | 0 | 0 | #DIV/0! | 0 | #DIV/0! | #DIV/0! | 0 | 0 | 0 | 0 | 0 | 0 | 55.5 | 0 | 0 | #DIV/0! | #DIV/0! | 0 | #N/A |  |  |  | #DIV/0! | [7 empty] | 0 | 0 |  |  |  | 0 |  | 1 | 1
| MANICA | GURO | GURO | CS Mandie | [5 empty] | HC | MoH | SP | 20166.0497 |  | 1 | 1 | No | Collection & Delivery | Fixed & Outreach | [12 empty] | 1 | 1 | 0 | 0 | 0 | 0 | 1 | 36 | 34.3 | 0 | #DIV/0! | 0 | #DIV/0! | #DIV/0! | 0 | 0 | 0 | 0 | 0 | 0 | 36 | 34.3 | 0 | #DIV/0! | #DIV/0! | 0 | #N/A |  |  |  | #DIV/0! | [7 empty] | 0 | 0 |  |  |  | 0 |  | 1 | 1
| MANICA | GURO | GURO | CS Mungari | [5 empty] | HC | MoH | SP | 11330.5926 |  | 1 | 1 | <8 h | Collection & Delivery | Fixed & Outreach | [12 empty] | 1 | 1 | 0 | 0 | 0 | 0 | 1 | 36 | 34.3 | 0 | #DIV/0! | 0 | #DIV/0! | #DIV/0! | 0 | 0 | 0 | 0 | 0 | 0 | 36 | 34.3 | 0 | #DIV/0! | #DIV/0! | 0 | #N/A |  |  |  | #DIV/0! | [7 empty] | 0 | 0 |  |  |  | 0 |  | 1 | 1
| MANICA | GURO | GURO | CS Nhamassonge | [5 empty] | HC | MoH | SP | 4677.5949 |  | 1 | 1 | <8 h | Collection & Delivery | Fixed & Outreach | [12 empty] | 1 | 1 | 0 | 0 | 0 | 0 | 1 | 36 | 34.3 | 0 | #DIV/0! | 0 | #DIV/0! | #DIV/0! | 0 | 0 | 0 | 0 | 0 | 0 | 36 | 34.3 | 0 | #DIV/0! | #DIV/0! | 0 | #N/A |  |  |  | #DIV/0! | [7 empty] | 0 | 0 |  |  |  | 0 |  | 1 | 1
| MANICA | GURO | GURO | CS Nhansana | [5 empty] | HC | MoH | SP | 6294.3089 |  | 1 | 1 | No | Collection & Delivery | Fixed & Outreach | [12 empty] | 1 | 1 | 0 | 0 | 0 | 0 | 1 | 36 | 34.3 | 0 | #DIV/0! | 0 | #DIV/0! | #DIV/0! | 0 | 0 | 0 | 0 | 0 | 0 | 36 | 34.3 | 0 | #DIV/0! | #DIV/0! | 0 | #N/A |  |  |  | #DIV/0! | [7 empty] | 0 | 0 |  |  |  | 0 |  | 1 | 1
| MANICA | GURO | GURO | CS Thanda | [5 empty] | HC | MoH | SP | 5663.7277 |  | 1 | 1 | No | Collection & Delivery | Fixed & Outreach | [12 empty] | 1 | 1 | 0 | 0 | 0 | 0 | 1 | 55.5 | 0 | 0 | #DIV/0! | 0 | #DIV/0! | #DIV/0! | 0 | 0 | 0 | 0 | 0 | 0 | 55.5 | 0 | 0 | #DIV/0! | #DIV/0! | 0 | #N/A |  |  |  | #DIV/0! | [7 empty] | 0 | 0 |  |  |  | 0 |  | 1 | 1
| MANICA | GURO | GURO | CS Tshecha | [5 empty] | HC | MoH | SP | 4680.7321 |  | 1 | 1 | <8 h | Collection & Delivery | Fixed & Outreach | [12 empty] | 1 | 1 | 0 | 0 | 0 | 0 | 1 | 36 | 34.3 | 0 | #DIV/0! | 0 | #DIV/0! | #DIV/0! | 0 | 0 | 0 | 0 | 0 | 0 | 36 | 34.3 | 0 | #DIV/0! | #DIV/0! | 0 | #N/A |  |  |  | #DIV/0! | [7 empty] | 0 | 0 |  |  |  | 0 |  | 1 | 1
| MANICA | GURO | GURO | Centro de saúde de Catize | [5 empty] | HC | MoH | SP | 3847.2774 |  | 1 | 1 | <8 h | Collection & Delivery | Fixed & Outreach | [12 empty] | 1 | 1 | 0 | 0 | 0 | 0 | 1 | 55.5 | 0 | 0 | #DIV/0! | 0 | #DIV/0! | #DIV/0! | 0 | 0 | 0 | 0 | 0 | 0 | 55.5 | 0 | 0 | #DIV/0! | #DIV/0! | 0 | #N/A |  |  |  | #DIV/0! | [7 empty] | 0 | 0 |  |  |  | 0 |  | 1 | 1
| MANICA | GURO | GURO | CS Chinete | [5 empty] | HC | MoH | SP | 10865.2384 |  | 1 | 1 | <8 h | Collection & Delivery | Fixed & Outreach | [12 empty] | 0 | 0 | 0 | 0 | 0 | 0 | 0 | 0 | 0 | 0 | #DIV/0! | 0 | #DIV/0! | #DIV/0! | 0 | 0 | 0 | 0 | 0 | 0 | 0 | 0 | 0 | Extens_Solar | #DIV/0! | 0 | #N/A |  |  |  | 0 | [7 empty] | 0 | 0 |  |  |  | 0 |  | 1 | 1
| MANICA | TAMBARA | TAMBARA | Depósito D. TAMBARA | [5 empty] | DVS | MoH | LD | 74502 |  | 1 | 1 | 8-16 h | Collection & Delivery | No vaccination | [12 empty] | 1 | 1 | 0 | 0 | 0 | 0 | 1 | 36 | 34.3 | 0 | #DIV/0! | #DIV/0! | #DIV/0! | #DIV/0! | 0 | 0 | 0 | 0 | 0 | 0 | 36 | 34.3 | 0 | #DIV/0! | #DIV/0! | 0 | #N/A |  |  |  | #DIV/0! | [5 empty] | #DIV/0! | #DIV/0! | 0 | #N/A |  |  |  | #DIV/0! |  | 0 | 0
| MANICA | TAMBARA | TAMBARA | CS Nhacafula | [5 empty] | HC | MoH | SP | 6448.0327 |  | 1 | 1 | No | Collection & Delivery | Fixed & Outreach | [12 empty] | 1 | 1 | 0 | 0 | 0 | 0 | 1 | 36 | 34.3 | 0 | #DIV/0! | 0 | #DIV/0! | #DIV/0! | 0 | 0 | 0 | 0 | 0 | 0 | 36 | 34.3 | 0 | #DIV/0! | #DIV/0! | 0 | #N/A |  |  |  | #DIV/0! | [7 empty] | 0 | 0 |  |  |  | 0 |  | 1 | 1
| MANICA | TAMBARA | TAMBARA | CS Nhacalapho | [5 empty] | HC | MoH | SP | 3073.4298 |  | 1 | 1 | No | Collection & Delivery | Fixed & Outreach | [12 empty] | 1 | 1 | 0 | 0 | 0 | 0 | 1 | 36 | 34.3 | 0 | #DIV/0! | 0 | #DIV/0! | #DIV/0! | 0 | 0 | 0 | 0 | 0 | 0 | 36 | 34.3 | 0 | #DIV/0! | #DIV/0! | 0 | #N/A |  |  |  | #DIV/0! | [7 empty] | 0 | 0 |  |  |  | 0 |  | 1 | 1
| MANICA | TAMBARA | TAMBARA | CS Sabeta | [5 empty] | HC | MoH | SP | 19644.2255 |  | 1 | 1 | No | Collection & Delivery | Fixed & Outreach | [12 empty] | 1 | 1 | 0 | 0 | 0 | 0 | 1 | 36 | 34.3 | 0 | #DIV/0! | 0 | #DIV/0! | #DIV/0! | 0 | 0 | 0 | 0 | 0 | 0 | 36 | 34.3 | 0 | #DIV/0! | #DIV/0! | 0 | #N/A |  |  |  | #DIV/0! | [7 empty] | 0 | 0 |  |  |  | 0 |  | 1 | 1
| MANICA | TAMBARA | TAMBARA | CS Chigodore | [5 empty] | HC | MoH | SP | 13805.8592 |  | 1 | 1 | No | Collection & Delivery | Fixed & Outreach | [12 empty] | 1 | 1 | 0 | 0 | 0 | 0 | 1 | 55.5 | 0 | 0 | #DIV/0! | 0 | #DIV/0! | #DIV/0! | 0 | 0 | 0 | 0 | 0 | 0 | 55.5 | 0 | 0 | #DIV/0! | #DIV/0! | 0 | #N/A |  |  |  | #DIV/0! | [7 empty] | 0 | 0 |  |  |  | 0 |  | 1 | 1
| MANICA | TAMBARA | TAMBARA | CS de Mucombezi | [5 empty] | HC | MoH | SP | 7739.5216 |  | 1 | 1 | No | Collection & Delivery | Fixed & Outreach | [12 empty] | 2 | 2 | 0 | 0 | 0 | 0 | 1 | 91.5 | 34.3 | 0 | #DIV/0! | 0 | #DIV/0! | #DIV/0! | 0 | 0 | 0 | 0 | 0 | 0 | 91.5 | 34.3 | 0 | #DIV/0! | #DIV/0! | 0 | #N/A |  |  |  | #DIV/0! | [7 empty] | 0 | 0 |  |  |  | 0 |  | 1 | 1
| MAPUTO CIDADE | KHAMPFUMO | MAPUTO CIDADE | Armazém Provincial de Vacinas de Maputo Cidade | [5 empty] | PVS | MoH | SN1 | 1157120 | 10 | 1 | 1 | >16 h | Collection & Delivery | No vaccination | [12 empty] | 3 | 3 | 2 | 0 | 4 | 0 | 1 | 31075.2308 | 562 | 0 | #DIV/0! | #DIV/0! | #DIV/0! | #DIV/0! | 0 | 0 | 0 | 0 | 0 | 0 | 31075.2308 | 562 | 0 | #DIV/0! | #DIV/0! | 0 | #N/A |  |  |  | #DIV/0! | [5 empty] | #DIV/0! | #DIV/0! | 0 | #N/A |  |  |  | #DIV/0! |  | 0 | 0
| MAPUTO CIDADE | KHAMPFUMO | KHAMPFUMO | Depósito D. KHAMPFUMO | [5 empty] | DVS | MoH | LD | 296041.4426 |  | 1 | 1 | 8-16 h | Collection & Delivery | No vaccination | [12 empty] | 1 | 1 | 0 | 0 | 0 | 0 | 1 | 145 | 0 | 0 | #DIV/0! | #DIV/0! | #DIV/0! | #DIV/0! | 0 | 0 | 0 | 0 | 0 | 0 | 145 | 0 | 0 | #DIV/0! | #DIV/0! | 0 | #N/A |  |  |  | #DIV/0! | [5 empty] | Extens_Electric | #DIV/0! | 0 | #N/A |  |  |  | 0 |  | 0 | 0
| MAPUTO CIDADE | KHAMPFUMO | KHAMPFUMO | Alto-Maé | [5 empty] | HC | MoH | SP | 45581 |  | 1 | 1 | 8-16 h | Collection & Delivery | Fixed & Outreach | [12 empty] | 1 | 1 | 0 | 0 | 0 | 0 | 1 | 80.5 | 0 | 0 | #DIV/0! | 0 | #DIV/0! | #DIV/0! | 0 | 0 | 0 | 0 | 0 | 0 | 80.5 | 0 | 0 | #DIV/0! | #DIV/0! | 0 | #N/A |  |  |  | #DIV/0! | [7 empty] | 0 | 0 |  |  |  | 0 |  | 1 | 1
| MAPUTO CIDADE | KHAMPFUMO | KHAMPFUMO | HOSPITAL CENTRAL | [5 empty] | CH | MoH | SP | 68200 |  | 1 | 1 | 8-16 h | Collection & Delivery | Fixed & Outreach | [12 empty] | 2 | 2 | 0 | 0 | 0 | 0 | 1 | 225.5 | 0 | 0 | #DIV/0! | 0 | #DIV/0! | #DIV/0! | 0 | 0 | 0 | 0 | 0 | 0 | 225.5 | 0 | 0 | #DIV/0! | #DIV/0! | 0 | #N/A |  |  |  | #DIV/0! | [7 empty] | 0 | 0 |  |  |  | 0 |  | 1 | 1
| MAPUTO CIDADE | KHAMPFUMO | KHAMPFUMO | Hospital Militar de Maputo | [5 empty] | PH | MoH | SP | 64884 |  | 1 | 1 | 8-16 h | Collection & Delivery | Fixed & Outreach | [12 empty] | 1 | 1 | 0 | 0 | 0 | 0 | 1 | 80.5 | 0 | 0 | #DIV/0! | 0 | #DIV/0! | #DIV/0! | 0 | 0 | 0 | 0 | 0 | 0 | 80.5 | 0 | 0 | #DIV/0! | #DIV/0! | 0 | #N/A |  |  |  | #DIV/0! | [7 empty] | 0 | 0 |  |  |  | 0 |  | 1 | 1
| MAPUTO CIDADE | KHAMPFUMO | KHAMPFUMO | Malhangalene | [5 empty] | HC | MoH | SP | 42397 |  | 1 | 1 | 8-16 h | Collection & Delivery | Fixed & Outreach | [12 empty] | 1 | 1 | 0 | 0 | 0 | 0 | 1 | 145 | 0 | 0 | #DIV/0! | 0 | #DIV/0! | #DIV/0! | 0 | 0 | 0 | 0 | 0 | 0 | 145 | 0 | 0 | #DIV/0! | #DIV/0! | 0 | #N/A |  |  |  | #DIV/0! | [7 empty] | 0 | 0 |  |  |  | 0 |  | 1 | 1
| MAPUTO CIDADE | KHAMPFUMO | KHAMPFUMO | Maxaquene Anexo | [5 empty] | HC | MoH | SP | 31291 |  | 1 | 1 | 8-16 h | Collection & Delivery | Fixed & Outreach | [12 empty] | 1 | 1 | 0 | 0 | 0 | 0 | 1 | 80.5 | 0 | 0 | #DIV/0! | 0 | #DIV/0! | #DIV/0! | 0 | 0 | 0 | 0 | 0 | 0 | 80.5 | 0 | 0 | #DIV/0! | #DIV/0! | 0 | #N/A |  |  |  | #DIV/0! | [7 empty] | 0 | 0 |  |  |  | 0 |  | 1 | 1
| MAPUTO CIDADE | KHAMPFUMO | KHAMPFUMO | Polana Cimento | [5 empty] | HC | MoH | SP | 32580 |  | 1 | 1 | 8-16 h | Collection & Delivery | Fixed & Outreach | [12 empty] | 1 | 1 | 0 | 0 | 0 | 0 | 1 | 80.5 | 0 | 0 | #DIV/0! | 0 | #DIV/0! | #DIV/0! | 0 | 0 | 0 | 0 | 0 | 0 | 80.5 | 0 | 0 | #DIV/0! | #DIV/0! | 0 | #N/A |  |  |  | #DIV/0! | [7 empty] | 0 | 0 |  |  |  | 0 |  | 1 | 1
| MAPUTO CIDADE | KHAMPFUMO | KHAMPFUMO | Porto | [5 empty] | HC | MoH | SP | 11108 |  | 1 | 1 | 8-16 h | Collection & Delivery | Fixed & Outreach | [12 empty] | 1 | 1 | 0 | 0 | 0 | 0 | 1 | 145 | 0 | 0 | #DIV/0! | 0 | #DIV/0! | #DIV/0! | 0 | 0 | 0 | 0 | 0 | 0 | 145 | 0 | 0 | #DIV/0! | #DIV/0! | 0 | #N/A |  |  |  | #DIV/0! | [7 empty] | 0 | 0 |  |  |  | 0 |  | 1 | 1
| MAPUTO CIDADE | NLHAMANKULU | NLHAMANKULU | Depósito D. NLHAMANKULU | [5 empty] | DVS | MoH | LD | 157751.1954 |  | 1 | 1 | 8-16 h | Collection & Delivery | No vaccination | [12 empty] | 2 | 2 | 0 | 0 | 0 | 0 | 1 | 225.5 | 0 | 0 | #DIV/0! | #DIV/0! | #DIV/0! | #DIV/0! | 0 | 0 | 0 | 0 | 0 | 0 | 225.5 | 0 | 0 | #DIV/0! | #DIV/0! | 0 | #N/A |  |  |  | #DIV/0! | [5 empty] | Extens_Electric | #DIV/0! | 0 | #N/A |  |  |  | 0 |  | 0 | 0
| MAPUTO CIDADE | NLHAMANKULU | NLHAMANKULU | Chamanculo | [5 empty] | HC | MoH | SP | 62718.223 |  | 1 | 1 | 8-16 h | Collection & Delivery | Fixed & Outreach | [12 empty] | 2 | 2 | 0 | 0 | 0 | 0 | 1 | 225.5 | 0 | 0 | #DIV/0! | 0 | #DIV/0! | #DIV/0! | 0 | 0 | 0 | 0 | 0 | 0 | 225.5 | 0 | 0 | #DIV/0! | #DIV/0! | 0 | #N/A |  |  |  | #DIV/0! | [7 empty] | 0 | 0 |  |  |  | 0 |  | 1 | 1
| MAPUTO CIDADE | NLHAMANKULU | NLHAMANKULU | José Macamo | [5 empty] | HC | MoH | SP | 51742.5813 |  | 1 | 1 | 8-16 h | Collection & Delivery | Fixed & Outreach | [12 empty] | 1 | 1 | 0 | 0 | 0 | 0 | 1 | 80.5 | 0 | 0 | #DIV/0! | 0 | #DIV/0! | #DIV/0! | 0 | 0 | 0 | 0 | 0 | 0 | 80.5 | 0 | 0 | #DIV/0! | #DIV/0! | 0 | #N/A |  |  |  | #DIV/0! | [7 empty] | 0 | 0 |  |  |  | 0 |  | 1 | 1
| MAPUTO CIDADE | NLHAMANKULU | NLHAMANKULU | Posto 14 | [5 empty] | HC | MoH | SP | 8805.114 |  | 1 | 1 | 8-16 h | Collection & Delivery | Fixed & Outreach | [12 empty] | 1 | 1 | 0 | 0 | 0 | 0 | 1 | 145 | 0 | 0 | #DIV/0! | 0 | #DIV/0! | #DIV/0! | 0 | 0 | 0 | 0 | 0 | 0 | 145 | 0 | 0 | #DIV/0! | #DIV/0! | 0 | #N/A |  |  |  | #DIV/0! | [7 empty] | 0 | 0 |  |  |  | 0 |  | 1 | 1
| MAPUTO CIDADE | NLHAMANKULU | NLHAMANKULU | Xipamanine | [5 empty] | HC | MoH | SP | 34485.2771 |  | 1 | 1 | 8-16 h | Collection & Delivery | Fixed & Outreach | [12 empty] | 1 | 1 | 0 | 0 | 0 | 0 | 1 | 80.5 | 0 | 0 | #DIV/0! | 0 | #DIV/0! | #DIV/0! | 0 | 0 | 0 | 0 | 0 | 0 | 80.5 | 0 | 0 | #DIV/0! | #DIV/0! | 0 | #N/A |  |  |  | #DIV/0! | [7 empty] | 0 | 0 |  |  |  | 0 |  | 1 | 1
| MAPUTO CIDADE | KAMAXAQUENE | KAMAXAQUENE | Depósito D. KAMAXAQUENE | [5 empty] | DVS | MoH | LD | 133592.4833 |  | 1 | 1 | 8-16 h | Collection & Delivery | No vaccination | [12 empty] | 1 | 1 | 0 | 0 | 0 | 0 | 1 | 145 | 0 | 0 | #DIV/0! | #DIV/0! | #DIV/0! | #DIV/0! | 0 | 0 | 0 | 0 | 0 | 0 | 145 | 0 | 0 | #DIV/0! | #DIV/0! | 0 | #N/A |  |  |  | #DIV/0! | [5 empty] | Extens_Electric | #DIV/0! | 0 | #N/A |  |  |  | 0 |  | 0 | 0
| MAPUTO CIDADE | KAMAXAQUENE | KAMAXAQUENE | 1 de Maio | [5 empty] | HC | MoH | SP | 68669 |  | 1 | 1 | 8-16 h | Collection & Delivery | Fixed & Outreach | [12 empty] | 1 | 1 | 0 | 0 | 0 | 0 | 1 | 80.5 | 0 | 0 | #DIV/0! | 0 | #DIV/0! | #DIV/0! | 0 | 0 | 0 | 0 | 0 | 0 | 80.5 | 0 | 0 | #DIV/0! | #DIV/0! | 0 | #N/A |  |  |  | #DIV/0! | [7 empty] | 0 | 0 |  |  |  | 0 |  | 1 | 1
| MAPUTO CIDADE | KAMAXAQUENE | KAMAXAQUENE | Polana Caniço | [5 empty] | HC | MoH | SP | 64923 |  | 1 | 1 | 8-16 h | Collection & Delivery | Fixed & Outreach | [12 empty] | 2 | 2 | 0 | 0 | 0 | 0 | 1 | 290 | 0 | 0 | #DIV/0! | 0 | #DIV/0! | #DIV/0! | 0 | 0 | 0 | 0 | 0 | 0 | 290 | 0 | 0 | #DIV/0! | #DIV/0! | 0 | #N/A |  |  |  | #DIV/0! | [7 empty] | 0 | 0 |  |  |  | 0 |  | 1 | 1
| MAPUTO CIDADE | KAMAVOTA | KAMAVOTA | Depósito D. KAMAVOTA | [5 empty] | DVS | MoH | LD | 269346 |  | 1 | 1 | 8-16 h | Collection & Delivery | No vaccination | [12 empty] | 1 | 1 | 0 | 0 | 0 | 0 | 1 | 80.5 | 0 | 0 | #DIV/0! | #DIV/0! | #DIV/0! | #DIV/0! | 0 | 0 | 0 | 0 | 0 | 0 | 80.5 | 0 | 0 | #DIV/0! | #DIV/0! | 0 | #N/A |  |  |  | #DIV/0! | [5 empty] | Extens_Electric | #DIV/0! | 0 | #N/A |  |  |  | 0 |  | 0 | 0
| MAPUTO CIDADE | KAMAVOTA | KAMAVOTA | 1 de Junho | [5 empty] | HC | MoH | SP | 2295.423 |  | 1 | 1 | 8-16 h | Collection & Delivery | Fixed & Outreach | [12 empty] | 1 | 1 | 0 | 0 | 0 | 0 | 1 | 145 | 0 | 0 | #DIV/0! | 0 | #DIV/0! | #DIV/0! | 0 | 0 | 0 | 0 | 0 | 0 | 145 | 0 | 0 | #DIV/0! | #DIV/0! | 0 | #N/A |  |  |  | #DIV/0! | [7 empty] | 0 | 0 |  |  |  | 0 |  | 1 | 1
| MAPUTO CIDADE | KAMAVOTA | KAMAVOTA | Albazine | [5 empty] | HC | MoH | SP | 40273.0357 |  | 1 | 1 | 8-16 h | Collection & Delivery | Fixed & Outreach | [12 empty] | 1 | 1 | 0 | 0 | 0 | 0 | 1 | 80.5 | 0 | 0 | #DIV/0! | 0 | #DIV/0! | #DIV/0! | 0 | 0 | 0 | 0 | 0 | 0 | 80.5 | 0 | 0 | #DIV/0! | #DIV/0! | 0 | #N/A |  |  |  | #DIV/0! | [7 empty] | 0 | 0 |  |  |  | 0 |  | 1 | 1
| MAPUTO CIDADE | KAMAVOTA | KAMAVOTA | Hulene | [5 empty] | HC | MoH | SP | 50341.2947 |  | 1 | 1 | 8-16 h | Collection & Delivery | Fixed & Outreach | [12 empty] | 1 | 1 | 0 | 0 | 0 | 0 | 1 | 80.5 | 0 | 0 | #DIV/0! | 0 | #DIV/0! | #DIV/0! | 0 | 0 | 0 | 0 | 0 | 0 | 80.5 | 0 | 0 | #DIV/0! | #DIV/0! | 0 | #N/A |  |  |  | #DIV/0! | [7 empty] | 0 | 0 |  |  |  | 0 |  | 1 | 1
| MAPUTO CIDADE | KAMAVOTA | KAMAVOTA | Mavalane | [5 empty] | HC | MoH | SP | 73833.8988 |  | 1 | 1 | 8-16 h | Collection & Delivery | Fixed & Outreach | [12 empty] | 1 | 1 | 0 | 0 | 0 | 0 | 1 | 80.5 | 0 | 0 | #DIV/0! | 0 | #DIV/0! | #DIV/0! | 0 | 0 | 0 | 0 | 0 | 0 | 80.5 | 0 | 0 | #DIV/0! | #DIV/0! | 0 | #N/A |  |  |  | #DIV/0! | [7 empty] | 0 | 0 |  |  |  | 0 |  | 1 | 1
| MAPUTO CIDADE | KAMAVOTA | KAMAVOTA | Pescadores | [5 empty] | HC | MoH | SP | 40273.0357 |  | 1 | 1 | 8-16 h | Collection & Delivery | Fixed & Outreach | [12 empty] | 1 | 1 | 0 | 0 | 0 | 0 | 1 | 80.5 | 0 | 0 | #DIV/0! | 0 | #DIV/0! | #DIV/0! | 0 | 0 | 0 | 0 | 0 | 0 | 80.5 | 0 | 0 | #DIV/0! | #DIV/0! | 0 | #N/A |  |  |  | #DIV/0! | [7 empty] | 0 | 0 |  |  |  | 0 |  | 1 | 1
| MAPUTO CIDADE | KAMAVOTA | KAMAVOTA | Romão | [5 empty] | HC | MoH | SP | 36916.9494 |  | 1 | 1 | 8-16 h | Collection & Delivery | Fixed & Outreach | [12 empty] | 1 | 1 | 0 | 0 | 0 | 0 | 1 | 80.5 | 0 | 0 | #DIV/0! | 0 | #DIV/0! | #DIV/0! | 0 | 0 | 0 | 0 | 0 | 0 | 80.5 | 0 | 0 | #DIV/0! | #DIV/0! | 0 | #N/A |  |  |  | #DIV/0! | [7 empty] | 0 | 0 |  |  |  | 0 |  | 1 | 1
| MAPUTO CIDADE | KAMABUKWANE | KAMABUKWANE | Depósito D. KAMABUKWANE | [5 empty] | DVS | MoH | LD | 273434.4592 |  | 1 | 1 | 8-16 h | Collection & Delivery | No vaccination | [12 empty] | 1 | 1 | 0 | 0 | 0 | 0 | 1 | 80.5 | 0 | 0 | #DIV/0! | #DIV/0! | #DIV/0! | #DIV/0! | 0 | 0 | 0 | 0 | 0 | 0 | 80.5 | 0 | 0 | #DIV/0! | #DIV/0! | 0 | #N/A |  |  |  | #DIV/0! | [5 empty] | Extens_Electric | #DIV/0! | 0 | #N/A |  |  |  | 0 |  | 0 | 0
| MAPUTO CIDADE | KAMABUKWANE | KAMABUKWANE | Bagamoio | [5 empty] | HC | MoH | SP | 9712.4968 |  | 1 | 1 | 8-16 h | Collection & Delivery | Fixed & Outreach | [12 empty] | 1 | 1 | 0 | 0 | 0 | 0 | 1 | 80.5 | 0 | 0 | #DIV/0! | 0 | #DIV/0! | #DIV/0! | 0 | 0 | 0 | 0 | 0 | 0 | 80.5 | 0 | 0 | #DIV/0! | #DIV/0! | 0 | #N/A |  |  |  | #DIV/0! | [7 empty] | 0 | 0 |  |  |  | 0 |  | 1 | 1
| MAPUTO CIDADE | KAMABUKWANE | KAMABUKWANE | Hospital psquiatrico de lnfulene | [5 empty] | PH | MoH | SP | 20284.1213 |  | 1 | 1 | 8-16 h | Collection & Delivery | Fixed & Outreach | [12 empty] | 1 | 1 | 0 | 0 | 0 | 0 | 1 | 80.5 | 0 | 0 | #DIV/0! | 0 | #DIV/0! | #DIV/0! | 0 | 0 | 0 | 0 | 0 | 0 | 80.5 | 0 | 0 | #DIV/0! | #DIV/0! | 0 | #N/A |  |  |  | #DIV/0! | [7 empty] | 0 | 0 |  |  |  | 0 |  | 1 | 1
| MAPUTO CIDADE | KAMABUKWANE | KAMABUKWANE | Inhagoia | [5 empty] | HC | MoH | SP | 55642.7188 |  | 1 | 1 | 8-16 h | Collection & Delivery | Fixed & Outreach | [12 empty] | 1 | 1 | 0 | 0 | 0 | 0 | 1 | 80.5 | 0 | 0 | #DIV/0! | 0 | #DIV/0! | #DIV/0! | 0 | 0 | 0 | 0 | 0 | 0 | 80.5 | 0 | 0 | #DIV/0! | #DIV/0! | 0 | #N/A |  |  |  | #DIV/0! | [7 empty] | 0 | 0 |  |  |  | 0 |  | 1 | 1
| MAPUTO CIDADE | KAMABUKWANE | KAMABUKWANE | Magoanine Mini centro | [5 empty] | HC | MoH | SP | 59120.8619 |  | 1 | 1 | 8-16 h | Collection & Delivery | Fixed & Outreach | [12 empty] | 1 | 1 | 0 | 0 | 0 | 0 | 1 | 48 | 0 | 0 | #DIV/0! | 0 | #DIV/0! | #DIV/0! | 0 | 0 | 0 | 0 | 1 | 1 | 0 | 0 | 0 | #DIV/0! | #DIV/0! | 0 | #N/A |  |  |  | #DIV/0! | [7 empty] | 0 | 0 |  |  |  | 0 |  | 1 | 1
| MAPUTO CIDADE | KAMABUKWANE | KAMABUKWANE | Magoanine tendas | [5 empty] | HC | MoH | SP | 52165.522 |  | 1 | 1 | 8-16 h | Collection & Delivery | Fixed & Outreach | [12 empty] | 1 | 1 | 0 | 0 | 0 | 0 | 1 | 48 | 0 | 0 | #DIV/0! | 0 | #DIV/0! | #DIV/0! | 0 | 0 | 0 | 0 | 1 | 1 | 0 | 0 | 0 | #DIV/0! | #DIV/0! | 0 | #N/A |  |  |  | #DIV/0! | [7 empty] | 0 | 0 |  |  |  | 0 |  | 1 | 1
| MAPUTO CIDADE | KAMABUKWANE | KAMABUKWANE | Zimpeto | [5 empty] | HC | MoH | SP | 76508.7384 |  | 1 | 1 | 8-16 h | Collection & Delivery | Fixed & Outreach | [12 empty] | 1 | 1 | 0 | 0 | 0 | 0 | 1 | 48 | 0 | 0 | #DIV/0! | 0 | #DIV/0! | #DIV/0! | 0 | 0 | 0 | 0 | 1 | 1 | 0 | 0 | 0 | #DIV/0! | #DIV/0! | 0 | #N/A |  |  |  | #DIV/0! | [7 empty] | 0 | 0 |  |  |  | 0 |  | 1 | 1
| MAPUTO CIDADE | KHATEMBE | KHATEMBE | Depósito D. KHATEMBE | [5 empty] | DVS | MoH | LD | 21478.1954 |  | 1 | 1 | 8-16 h | Collection & Delivery | No vaccination | [12 empty] | 1 | 1 | 0 | 0 | 0 | 0 | 1 | 80.5 | 0 | 0 | #DIV/0! | #DIV/0! | #DIV/0! | #DIV/0! | 0 | 0 | 0 | 0 | 0 | 0 | 80.5 | 0 | 0 | #DIV/0! | #DIV/0! | 0 | #N/A |  |  |  | #DIV/0! | [5 empty] | Extens_Electric | #DIV/0! | 0 | #N/A |  |  |  | 0 |  | 0 | 0
| MAPUTO CIDADE | KHATEMBE | KHATEMBE | Catembe | [5 empty] | HC | MoH | SP | 8806.0601 |  | 1 | 1 | 8-16 h | Collection & Delivery | Fixed & Outreach | [12 empty] | 1 | 1 | 0 | 0 | 0 | 0 | 1 | 80.5 | 0 | 0 | #DIV/0! | 0 | #DIV/0! | #DIV/0! | 0 | 0 | 0 | 0 | 0 | 0 | 80.5 | 0 | 0 | #DIV/0! | #DIV/0! | 0 | #N/A |  |  |  | #DIV/0! | [7 empty] | 0 | 0 |  |  |  | 0 |  | 1 | 1
| MAPUTO CIDADE | KHATEMBE | KHATEMBE | Incassane | [5 empty] | HC | MoH | SP | 4510.421 |  | 1 | 1 | 8-16 h | Collection & Delivery | Fixed & Outreach | [12 empty] | 1 | 1 | 0 | 0 | 0 | 0 | 1 | 80.5 | 0 | 0 | #DIV/0! | 0 | #DIV/0! | #DIV/0! | 0 | 0 | 0 | 0 | 0 | 0 | 80.5 | 0 | 0 | #DIV/0! | #DIV/0! | 0 | #N/A |  |  |  | #DIV/0! | [7 empty] | 0 | 0 |  |  |  | 0 |  | 1 | 1
| MAPUTO CIDADE | KHATEMBE | KHATEMBE | Mutsecua | [5 empty] | HC | MoH | SP | 4295.6391 |  | 1 | 1 | 8-16 h | Collection & Delivery | Fixed & Outreach | [12 empty] | 1 | 1 | 0 | 0 | 0 | 0 | 1 | 80.5 | 0 | 0 | #DIV/0! | 0 | #DIV/0! | #DIV/0! | 0 | 0 | 0 | 0 | 0 | 0 | 80.5 | 0 | 0 | #DIV/0! | #DIV/0! | 0 | #N/A |  |  |  | #DIV/0! | [7 empty] | 0 | 0 |  |  |  | 0 |  | 1 | 1
| MAPUTO CIDADE | KHATEMBE | KHATEMBE | Shamissava | [5 empty] | HC | MoH | SP | 3866.0752 |  | 1 | 1 | 8-16 h | Collection & Delivery | Fixed & Outreach | [12 empty] | 1 | 1 | 0 | 0 | 0 | 0 | 1 | 80.5 | 0 | 0 | #DIV/0! | 0 | #DIV/0! | #DIV/0! | 0 | 0 | 0 | 0 | 0 | 0 | 80.5 | 0 | 0 | #DIV/0! | #DIV/0! | 0 | #N/A |  |  |  | #DIV/0! | [7 empty] | 0 | 0 |  |  |  | 0 |  | 1 | 1
| MAPUTO CIDADE | KANYAKA | KANYAKA | Depósito D. KANYAKA | [5 empty] | DVS | MoH | LD | 5476.4668 |  | 1 | 1 | 8-16 h | Collection & Delivery | No vaccination | [12 empty] | 1 | 1 | 0 | 0 | 0 | 0 | 1 | 80.5 | 0 | 0 | #DIV/0! | #DIV/0! | #DIV/0! | #DIV/0! | 0 | 0 | 0 | 0 | 0 | 0 | 80.5 | 0 | 0 | #DIV/0! | #DIV/0! | 0 | #N/A |  |  |  | #DIV/0! | [5 empty] | Extens_Electric | #DIV/0! | 0 | #N/A |  |  |  | 0 |  | 0 | 0
| MAPUTO CIDADE | KANYAKA | KANYAKA | Inguane | [5 empty] | HC | MoH | SP | 2355.0321 |  | 1 | 1 | 8-16 h | Collection & Delivery | Fixed & Outreach | [12 empty] | 1 | 1 | 0 | 0 | 0 | 0 | 1 | 80.5 | 0 | 0 | #DIV/0! | 0 | #DIV/0! | #DIV/0! | 0 | 0 | 0 | 0 | 0 | 0 | 80.5 | 0 | 0 | #DIV/0! | #DIV/0! | 0 | #N/A |  |  |  | #DIV/0! | [7 empty] | 0 | 0 |  |  |  | 0 |  | 1 | 1
| MAPUTO CIDADE | KANYAKA | KANYAKA | Inhaca Sede | [5 empty] | HC | MoH | SP | 1807.1962 |  | 1 | 1 | 8-16 h | Collection & Delivery | Fixed & Outreach | [12 empty] | 1 | 1 | 0 | 0 | 0 | 0 | 1 | 48 | 0 | 0 | #DIV/0! | 0 | #DIV/0! | #DIV/0! | 0 | 0 | 0 | 0 | 1 | 1 | 0 | 0 | 0 | #DIV/0! | #DIV/0! | 0 | #N/A |  |  |  | #DIV/0! | [7 empty] | 0 | 0 |  |  |  | 0 |  | 1 | 1
| MAPUTO CIDADE | KANYAKA | KANYAKA | Muchina | [5 empty] | HC | MoH | SP | 1314.2385 |  | 1 | 1 | 8-16 h | Collection & Delivery | Fixed & Outreach | [12 empty] | 1 | 1 | 0 | 0 | 0 | 0 | 1 | 48 | 0 | 0 | #DIV/0! | 0 | #DIV/0! | #DIV/0! | 0 | 0 | 0 | 0 | 1 | 1 | 0 | 0 | 0 | #DIV/0! | #DIV/0! | 0 | #N/A |  |  |  | #DIV/0! | [7 empty] | 0 | 0 |  |  |  | 0 |  | 1 | 1
| MAPUTO PROVÍNCIA | MATOLA | MATOLA | Armazém Provincial de Vacinas de Maputo Província | [5 empty] | PVS | MoH | SN1 | 3138511 | 50 | 1 | 1 | >16 h | Collection & Delivery | No vaccination | [12 empty] | 2 | 2 | 1 | 0 | 3 | 0 | 1 | 20445.6154 | 281 | 0 | #DIV/0! | #DIV/0! | #DIV/0! | #DIV/0! | 0 | 0 | 0 | 0 | 0 | 0 | 20445.6154 | 281 | 0 | #DIV/0! | #DIV/0! | 0 | #N/A |  |  |  | #DIV/0! | [5 empty] | #DIV/0! | #DIV/0! | 0 | #N/A |  |  |  | #DIV/0! |  | 0 | 0
| MAPUTO PROVÍNCIA | MATOLA | MATOLA | Depósito D. MATOLA | [5 empty] | DVS | MoH | LD | 1808353 |  | 1 | 1 | 8-16 h | Collection & Delivery | No vaccination | [12 empty] | 5 | 5 | 2 | 0 | 0 | 0 | 1 | 402.5 | 562 | 0 | #DIV/0! | #DIV/0! | #DIV/0! | #DIV/0! | 0 | 0 | 0 | 0 | 0 | 0 | 402.5 | 562 | 0 | #DIV/0! | #DIV/0! | 0 | #N/A |  |  |  | #DIV/0! | [5 empty] | #DIV/0! | #DIV/0! | 0 | #N/A |  |  |  | #DIV/0! |  | 0 | 0
| MAPUTO PROVÍNCIA | MATOLA | MATOLA | C.S Muhalaze, Matola | [5 empty] | HC | MoH | SP | 59570 |  | 1 | 1 | 8-16 h | Collection & Delivery | Fixed & Outreach | [12 empty] | 1 | 1 | 0 | 0 | 0 | 0 | 1 | 80.5 | 0 | 0 | #DIV/0! | 0 | #DIV/0! | #DIV/0! | 0 | 0 | 0 | 0 | 0 | 0 | 80.5 | 0 | 0 | #DIV/0! | #DIV/0! | 0 | #N/A |  |  |  | #DIV/0! | [7 empty] | 0 | 0 |  |  |  | 0 |  | 1 | 1
| MAPUTO PROVÍNCIA | MATOLA | MATOLA | Hospital Provincial, Matola | [5 empty] | PH | MoH | SP | 6154 |  | 1 | 1 | 8-16 h | Collection & Delivery | Fixed & Outreach | [12 empty] | 1 | 1 | 0 | 0 | 0 | 0 | 1 | 80.5 | 0 | 0 | #DIV/0! | 0 | #DIV/0! | #DIV/0! | 0 | 0 | 0 | 0 | 0 | 0 | 80.5 | 0 | 0 | #DIV/0! | #DIV/0! | 0 | #N/A |  |  |  | #DIV/0! | [7 empty] | 0 | 0 |  |  |  | 0 |  | 1 | 1
| MAPUTO PROVÍNCIA | MATOLA | MATOLA | Km 25, Matola | [5 empty] | HC | MoH | SP | 52424 |  | 1 | 1 | 8-16 h | Collection & Delivery | Fixed & Outreach | [12 empty] | 1 | 1 | 0 | 0 | 0 | 0 | 1 | 80.5 | 0 | 0 | #DIV/0! | 0 | #DIV/0! | #DIV/0! | 0 | 0 | 0 | 0 | 0 | 0 | 80.5 | 0 | 0 | #DIV/0! | #DIV/0! | 0 | #N/A |  |  |  | #DIV/0! | [7 empty] | 0 | 0 |  |  |  | 0 |  | 1 | 1
| MAPUTO PROVÍNCIA | MATOLA | MATOLA | Komgolote, Matola | [5 empty] | HC | MoH | SP | 85700 |  | 1 | 1 | 8-16 h | Collection & Delivery | Fixed & Outreach | [12 empty] | 2 | 2 | 0 | 0 | 0 | 0 | 1 | 161 | 0 | 0 | #DIV/0! | 0 | #DIV/0! | #DIV/0! | 0 | 0 | 0 | 0 | 0 | 0 | 161 | 0 | 0 | #DIV/0! | #DIV/0! | 0 | #N/A |  |  |  | #DIV/0! | [7 empty] | 0 | 0 |  |  |  | 0 |  | 1 | 1
| MAPUTO PROVÍNCIA | MATOLA | MATOLA | Liberdade, Matola | [5 empty] | HC | MoH | SP | 93200 |  | 1 | 1 | 8-16 h | Collection & Delivery | Fixed & Outreach | [12 empty] | 2 | 2 | 0 | 0 | 0 | 0 | 1 | 161 | 0 | 0 | #DIV/0! | 0 | #DIV/0! | #DIV/0! | 0 | 0 | 0 | 0 | 0 | 0 | 161 | 0 | 0 | #DIV/0! | #DIV/0! | 0 | #N/A |  |  |  | #DIV/0! | [7 empty] | 0 | 0 |  |  |  | 0 |  | 1 | 1
| MAPUTO PROVÍNCIA | MATOLA | MATOLA | Lingamo | [5 empty] | HC | MoH | SP | 91200 |  | 1 | 1 | 8-16 h | Collection & Delivery | Fixed & Outreach | [12 empty] | 2 | 2 | 0 | 0 | 0 | 0 | 1 | 161 | 0 | 0 | #DIV/0! | 0 | #DIV/0! | #DIV/0! | 0 | 0 | 0 | 0 | 0 | 0 | 161 | 0 | 0 | #DIV/0! | #DIV/0! | 0 | #N/A |  |  |  | #DIV/0! | [7 empty] | 0 | 0 |  |  |  | 0 |  | 1 | 1
| MAPUTO PROVÍNCIA | MATOLA | MATOLA | Machava I, Matola | [5 empty] | HC | MoH | SP | 79687 |  | 1 | 1 | 8-16 h | Collection & Delivery | Fixed & Outreach | [12 empty] | 0 | 0 | 0 | 0 | 0 | 0 | 0 | 0 | 0 | 0 | #DIV/0! | 0 | #DIV/0! | #DIV/0! | 0 | 0 | 0 | 0 | 0 | 0 | 0 | 0 | 0 | Extens_Electric | #DIV/0! | 0 | #N/A |  |  |  | 0 | [7 empty] | 0 | 0 |  |  |  | 0 |  | 1 | 1
| MAPUTO PROVÍNCIA | MATOLA | MATOLA | Machava II, Matola | [5 empty] | HC | MoH | SP | 85300 |  | 1 | 1 | 8-16 h | Collection & Delivery | Fixed & Outreach | [12 empty] | 0 | 0 | 0 | 0 | 0 | 0 | 0 | 0 | 0 | 0 | #DIV/0! | 0 | #DIV/0! | #DIV/0! | 0 | 0 | 0 | 0 | 0 | 0 | 0 | 0 | 0 | Extens_Electric | #DIV/0! | 0 | #N/A |  |  |  | 0 | [7 empty] | 0 | 0 |  |  |  | 0 |  | 1 | 1
| MAPUTO PROVÍNCIA | MATOLA | MATOLA | Matola Gare, Matola | [5 empty] | HC | MoH | SP | 84609 |  | 1 | 1 | 8-16 h | Collection & Delivery | Fixed & Outreach | [12 empty] | 2 | 2 | 0 | 0 | 0 | 0 | 1 | 161 | 0 | 0 | #DIV/0! | 0 | #DIV/0! | #DIV/0! | 0 | 0 | 0 | 0 | 0 | 0 | 161 | 0 | 0 | #DIV/0! | #DIV/0! | 0 | #N/A |  |  |  | #DIV/0! | [7 empty] | 0 | 0 |  |  |  | 0 |  | 1 | 1
| MAPUTO PROVÍNCIA | MATOLA | MATOLA | Matola I, Matola | [5 empty] | HC | MoH | SP | 86300 |  | 1 | 1 | 8-16 h | Collection & Delivery | Fixed & Outreach | [12 empty] | 2 | 2 | 0 | 0 | 0 | 0 | 1 | 72 | 68.6 | 0 | #DIV/0! | 0 | #DIV/0! | #DIV/0! | 0 | 0 | 0 | 0 | 0 | 0 | 72 | 68.6 | 0 | #DIV/0! | #DIV/0! | 0 | #N/A |  |  |  | #DIV/0! | [7 empty] | 0 | 0 |  |  |  | 0 |  | 1 | 1
| MAPUTO PROVÍNCIA | MATOLA | MATOLA | Matola II, Matola | [5 empty] | HC | MoH | SP | 89687 |  | 1 | 1 | 8-16 h | Collection & Delivery | Fixed & Outreach | [12 empty] | 2 | 2 | 0 | 0 | 0 | 0 | 1 | 72 | 68.6 | 0 | #DIV/0! | 0 | #DIV/0! | #DIV/0! | 0 | 0 | 0 | 0 | 0 | 0 | 72 | 68.6 | 0 | #DIV/0! | #DIV/0! | 0 | #N/A |  |  |  | #DIV/0! | [7 empty] | 0 | 0 |  |  |  | 0 |  | 1 | 1
| MAPUTO PROVÍNCIA | MATOLA | MATOLA | Ndlavela, Matola | [5 empty] | HC | MoH | SP | 79300 |  | 1 | 1 | 8-16 h | Collection & Delivery | Fixed & Outreach | [12 empty] | 2 | 2 | 0 | 0 | 0 | 0 | 1 | 116.5 | 34.3 | 0 | #DIV/0! | 0 | #DIV/0! | #DIV/0! | 0 | 0 | 0 | 0 | 0 | 0 | 116.5 | 34.3 | 0 | #DIV/0! | #DIV/0! | 0 | #N/A |  |  |  | #DIV/0! | [7 empty] | 0 | 0 |  |  |  | 0 |  | 1 | 1
| MAPUTO PROVÍNCIA | MATOLA | MATOLA | Sao Damansso | [5 empty] | HC | MoH | SP | 69874 |  | 1 | 1 | 8-16 h | Collection & Delivery | Fixed & Outreach | [12 empty] | 2 | 2 | 0 | 0 | 0 | 0 | 1 | 72 | 68.6 | 0 | #DIV/0! | 0 | #DIV/0! | #DIV/0! | 0 | 0 | 0 | 0 | 0 | 0 | 72 | 68.6 | 0 | #DIV/0! | #DIV/0! | 0 | #N/A |  |  |  | #DIV/0! | [7 empty] | 0 | 0 |  |  |  | 0 |  | 1 | 1
| MAPUTO PROVÍNCIA | MATOLA | MATOLA | T3 | [5 empty] | HC | MoH | SP | 78600 |  | 1 | 1 | 8-16 h | Collection & Delivery | Fixed & Outreach | [12 empty] | 1 | 1 | 0 | 0 | 0 | 0 | 1 | 36 | 34.3 | 0 | #DIV/0! | 0 | #DIV/0! | #DIV/0! | 0 | 0 | 0 | 0 | 0 | 0 | 36 | 34.3 | 0 | #DIV/0! | #DIV/0! | 0 | #N/A |  |  |  | #DIV/0! | [7 empty] | 0 | 0 |  |  |  | 0 |  | 1 | 1
| MAPUTO PROVÍNCIA | MATOLA | MATOLA | Tsalala, Matola | [5 empty] | HC | MoH | SP | 73812 |  | 1 | 1 | 8-16 h | Collection & Delivery | Fixed & Outreach | [12 empty] | 1 | 1 | 0 | 0 | 0 | 0 | 1 | 36 | 34.3 | 0 | #DIV/0! | 0 | #DIV/0! | #DIV/0! | 0 | 0 | 0 | 0 | 0 | 0 | 36 | 34.3 | 0 | #DIV/0! | #DIV/0! | 0 | #N/A |  |  |  | #DIV/0! | [7 empty] | 0 | 0 |  |  |  | 0 |  | 1 | 1
| MAPUTO PROVÍNCIA | MATOLA | MATOLA | Unidade A, Matola | [5 empty] | HC | MoH | SP | 67165 |  | 1 | 1 | 8-16 h | Collection & Delivery | Fixed & Outreach | [12 empty] | 2 | 2 | 0 | 0 | 0 | 0 | 1 | 72 | 68.6 | 0 | #DIV/0! | 0 | #DIV/0! | #DIV/0! | 0 | 0 | 0 | 0 | 0 | 0 | 72 | 68.6 | 0 | #DIV/0! | #DIV/0! | 0 | #N/A |  |  |  | #DIV/0! | [7 empty] | 0 | 0 |  |  |  | 0 |  | 1 | 1
| MAPUTO PROVÍNCIA | MATOLA | MATOLA | Chanculo, Moamba | [5 empty] | HC | MoH | SP | 64500 |  | 1 | 1 | 8-16 h | Collection & Delivery | Fixed & Outreach | [12 empty] | 2 | 2 | 0 | 0 | 0 | 0 | 1 | 72 | 68.6 | 0 | #DIV/0! | 0 | #DIV/0! | #DIV/0! | 0 | 0 | 0 | 0 | 0 | 0 | 72 | 68.6 | 0 | #DIV/0! | #DIV/0! | 0 | #N/A |  |  |  | #DIV/0! | [7 empty] | 0 | 0 |  |  |  | 0 |  | 1 | 1
| MAPUTO PROVÍNCIA | MATOLA | MATOLA | Chinhanguanine, Moamba | [5 empty] | HC | MoH | SP | 76520 |  | 1 | 1 | 8-16 h | Collection & Delivery | Fixed & Outreach | [12 empty] | 2 | 2 | 0 | 0 | 0 | 0 | 1 | 72 | 68.6 | 0 | #DIV/0! | 0 | #DIV/0! | #DIV/0! | 0 | 0 | 0 | 0 | 0 | 0 | 72 | 68.6 | 0 | #DIV/0! | #DIV/0! | 0 | #N/A |  |  |  | #DIV/0! | [7 empty] | 0 | 0 |  |  |  | 0 |  | 1 | 1
| MAPUTO PROVÍNCIA | NAMAACHA | NAMAACHA | Depósito D. NAMAACHA | [5 empty] | DVS | MoH | LD | 121017 |  | 1 | 1 | 8-16 h | Collection & Delivery | No vaccination | [12 empty] | 3 | 3 | 1 | 0 | 0 | 0 | 1 | 108 | 383.9 | 0 | #DIV/0! | #DIV/0! | #DIV/0! | #DIV/0! | 0 | 0 | 0 | 0 | 0 | 0 | 108 | 383.9 | 0 | #DIV/0! | #DIV/0! | 0 | #N/A |  |  |  | #DIV/0! | [5 empty] | #DIV/0! | #DIV/0! | 0 | #N/A |  |  |  | #DIV/0! |  | 0 | 0
| MAPUTO PROVÍNCIA | NAMAACHA | NAMAACHA | Goba, Namahacha | [5 empty] | HC | MoH | SP | 3255.1898 |  | 1 | 1 | <8 h | Collection & Delivery | Fixed & Outreach | [12 empty] | 2 | 2 | 0 | 0 | 0 | 0 | 1 | 96 | 0 | 0 | #DIV/0! | 0 | #DIV/0! | #DIV/0! | 0 | 0 | 0 | 0 | 0 | 0 | 96 | 0 | 0 | #DIV/0! | #DIV/0! | 0 | #N/A |  |  |  | #DIV/0! | [7 empty] | 0 | 0 |  |  |  | 0 |  | 1 | 1
| MAPUTO PROVÍNCIA | NAMAACHA | NAMAACHA | Kulula, Namahacha | [5 empty] | HC | MoH | SP | 2857.8427 |  | 1 | 1 | <8 h | Collection & Delivery | Fixed & Outreach | [12 empty] | 1 | 1 | 0 | 0 | 0 | 0 | 1 | 48 | 0 | 0 | #DIV/0! | 0 | #DIV/0! | #DIV/0! | 0 | 0 | 0 | 0 | 0 | 0 | 48 | 0 | 0 | #DIV/0! | #DIV/0! | 0 | #N/A |  |  |  | #DIV/0! | [7 empty] | 0 | 0 |  |  |  | 0 |  | 1 | 1
| MAPUTO PROVÍNCIA | NAMAACHA | NAMAACHA | Mafuiane, Namahacha | [5 empty] | HC | MoH | SP | 5598.8828 |  | 1 | 1 | <8 h | Collection & Delivery | Fixed & Outreach | [12 empty] | 1 | 1 | 0 | 0 | 0 | 0 | 1 | 48 | 0 | 0 | #DIV/0! | 0 | #DIV/0! | #DIV/0! | 0 | 0 | 0 | 0 | 0 | 0 | 48 | 0 | 0 | #DIV/0! | #DIV/0! | 0 | #N/A |  |  |  | #DIV/0! | [7 empty] | 0 | 0 |  |  |  | 0 |  | 1 | 1
| MAPUTO PROVÍNCIA | NAMAACHA | NAMAACHA | Mahelane, Namahacha | [5 empty] | HC | MoH | SP | 5715.6854 |  | 1 | 1 | <8 h | Collection & Delivery | Fixed & Outreach | [12 empty] | 1 | 1 | 0 | 0 | 0 | 0 | 1 | 48 | 0 | 0 | #DIV/0! | 0 | #DIV/0! | #DIV/0! | 0 | 0 | 0 | 0 | 0 | 0 | 48 | 0 | 0 | #DIV/0! | #DIV/0! | 0 | #N/A |  |  |  | #DIV/0! | [7 empty] | 0 | 0 |  |  |  | 0 |  | 1 | 1
| MAPUTO PROVÍNCIA | NAMAACHA | NAMAACHA | Mundavene | [5 empty] | HC | MoH | SP | 1374.3407 |  | 1 | 1 | <8 h | Collection & Delivery | Fixed & Outreach | [12 empty] | 1 | 1 | 0 | 0 | 0 | 0 | 1 | 48 | 0 | 0 | #DIV/0! | 0 | #DIV/0! | #DIV/0! | 0 | 0 | 0 | 0 | 0 | 0 | 48 | 0 | 0 | #DIV/0! | #DIV/0! | 0 | #N/A |  |  |  | #DIV/0! | [7 empty] | 0 | 0 |  |  |  | 0 |  | 1 | 1
| MAPUTO PROVÍNCIA | NAMAACHA | NAMAACHA | Namaacha, Namahacha | [5 empty] | HC | MoH | SP | 58322.6964 |  | 1 | 1 | <8 h | Collection & Delivery | Fixed & Outreach | [12 empty] | 1 | 1 | 0 | 0 | 0 | 0 | 1 | 48 | 0 | 0 | #DIV/0! | 0 | #DIV/0! | #DIV/0! | 0 | 0 | 0 | 0 | 0 | 0 | 48 | 0 | 0 | #DIV/0! | #DIV/0! | 0 | #N/A |  |  |  | #DIV/0! | [7 empty] | 0 | 0 |  |  |  | 0 |  | 1 | 1
| MAPUTO PROVÍNCIA | NAMAACHA | NAMAACHA | Odette Mechiço | [5 empty] | HC | MoH | SP | 3907.9743 |  | 1 | 1 | <8 h | Collection & Delivery | Fixed & Outreach | [12 empty] | 1 | 1 | 0 | 0 | 0 | 0 | 1 | 48 | 0 | 0 | #DIV/0! | 0 | #DIV/0! | #DIV/0! | 0 | 0 | 0 | 0 | 0 | 0 | 48 | 0 | 0 | #DIV/0! | #DIV/0! | 0 | #N/A |  |  |  | #DIV/0! | [7 empty] | 0 | 0 |  |  |  | 0 |  | 1 | 1
| MAPUTO PROVÍNCIA | NAMAACHA | NAMAACHA | Wamongo | [5 empty] | HC | MoH | SP | 1749.8555 |  | 1 | 1 | <8 h | Collection & Delivery | Fixed & Outreach | [12 empty] | 1 | 1 | 0 | 0 | 0 | 0 | 1 | 48 | 0 | 0 | #DIV/0! | 0 | #DIV/0! | #DIV/0! | 0 | 0 | 0 | 0 | 0 | 0 | 48 | 0 | 0 | #DIV/0! | #DIV/0! | 0 | #N/A |  |  |  | #DIV/0! | [7 empty] | 0 | 0 |  |  |  | 0 |  | 1 | 1
| MAPUTO PROVÍNCIA | NAMAACHA | NAMAACHA | CS Abue | [5 empty] | HC | MoH | SP | 20450.2769 |  | 1 | 1 | <8 h | Collection & Delivery | Fixed & Outreach | [12 empty] | 0 | 0 | 0 | 0 | 0 | 0 | 0 | 0 | 0 | 0 | #DIV/0! | 0 | #DIV/0! | #DIV/0! | 0 | 0 | 0 | 0 | 0 | 0 | 0 | 0 | 0 | Extens_Solar | #DIV/0! | 0 | #N/A |  |  |  | 0 | [7 empty] | 0 | 0 |  |  |  | 0 |  | 1 | 1
| MAPUTO PROVÍNCIA | NAMAACHA | NAMAACHA | CS Catamoio | [5 empty] | HC | MoH | SP | 16619.8071 |  | 1 | 1 | No | Collection & Delivery | Fixed & Outreach | [12 empty] | 0 | 0 | 0 | 0 | 0 | 0 | 0 | 0 | 0 | 0 | #DIV/0! | 0 | #DIV/0! | #DIV/0! | 0 | 0 | 0 | 0 | 0 | 0 | 0 | 0 | 0 | Extens_Solar | #DIV/0! | 0 | #N/A |  |  |  | 0 | [7 empty] | 0 | 0 |  |  |  | 0 |  | 1 | 1
| MAPUTO PROVÍNCIA | MATUTUINE | MATUTUINE | Depósito D. MATUTUINE | [5 empty] | DVS | MoH | LD | 144123 |  | 1 | 1 | 8-16 h | Collection & Delivery | No vaccination | [12 empty] | 1 | 1 | 3 | 0 | 0 | 0 | 1 | 36 | 877.3 | 0 | #DIV/0! | #DIV/0! | #DIV/0! | #DIV/0! | 0 | 0 | 0 | 0 | 0 | 0 | 36 | 877.3 | 0 | #DIV/0! | #DIV/0! | 0 | #N/A |  |  |  | #DIV/0! | [5 empty] | #DIV/0! | #DIV/0! | 0 | #N/A |  |  |  | #DIV/0! |  | 0 | 0
| MAPUTO PROVÍNCIA | MATUTUINE | MATUTUINE | Hindane, Matituine | [5 empty] | HC | MoH | SP | 4150.3124 |  | 1 | 1 | <8 h | Collection & Delivery | Fixed & Outreach | [12 empty] | 2 | 2 | 0 | 0 | 0 | 0 | 1 | 72 | 68.6 | 0 | #DIV/0! | 0 | #DIV/0! | #DIV/0! | 0 | 0 | 0 | 0 | 0 | 0 | 72 | 68.6 | 0 | #DIV/0! | #DIV/0! | 0 | #N/A |  |  |  | #DIV/0! | [7 empty] | 0 | 0 |  |  |  | 0 |  | 1 | 1
| MAPUTO PROVÍNCIA | MATUTUINE | MATUTUINE | Mabilibili, Matituine | [5 empty] | HC | MoH | SP | 1687.6336 |  | 1 | 1 | <8 h | Collection & Delivery | Fixed & Outreach | [12 empty] | 1 | 1 | 0 | 0 | 0 | 0 | 1 | 36 | 34.3 | 0 | #DIV/0! | 0 | #DIV/0! | #DIV/0! | 0 | 0 | 0 | 0 | 0 | 0 | 36 | 34.3 | 0 | #DIV/0! | #DIV/0! | 0 | #N/A |  |  |  | #DIV/0! | [7 empty] | 0 | 0 |  |  |  | 0 |  | 1 | 1
| MAPUTO PROVÍNCIA | MATUTUINE | MATUTUINE | Manhangane, Matituine | [5 empty] | HC | MoH | SP | 3192.9679 |  | 1 | 1 | No | Collection & Delivery | Fixed & Outreach | [12 empty] | 1 | 1 | 0 | 0 | 0 | 0 | 1 | 36 | 34.3 | 0 | #DIV/0! | 0 | #DIV/0! | #DIV/0! | 0 | 0 | 0 | 0 | 0 | 0 | 36 | 34.3 | 0 | #DIV/0! | #DIV/0! | 0 | #N/A |  |  |  | #DIV/0! | [7 empty] | 0 | 0 |  |  |  | 0 |  | 1 | 1
| MAPUTO PROVÍNCIA | MATUTUINE | MATUTUINE | Matutuine, Matituine | [5 empty] | HC | MoH | SP | 8620.4674 |  | 1 | 1 | <8 h | Collection & Delivery | Fixed & Outreach | [12 empty] | 1 | 1 | 0 | 0 | 0 | 0 | 1 | 36 | 34.3 | 0 | #DIV/0! | 0 | #DIV/0! | #DIV/0! | 0 | 0 | 0 | 0 | 0 | 0 | 36 | 34.3 | 0 | #DIV/0! | #DIV/0! | 0 | #N/A |  |  |  | #DIV/0! | [7 empty] | 0 | 0 |  |  |  | 0 |  | 1 | 1
| MAPUTO PROVÍNCIA | MATUTUINE | MATUTUINE | Mugazine, Matituine | [5 empty] | HC | MoH | SP | 3329.4195 |  | 1 | 1 | <8 h | Collection & Delivery | Fixed & Outreach | [12 empty] | 1 | 1 | 0 | 0 | 0 | 0 | 1 | 36 | 34.3 | 0 | #DIV/0! | 0 | #DIV/0! | #DIV/0! | 0 | 0 | 0 | 0 | 0 | 0 | 36 | 34.3 | 0 | #DIV/0! | #DIV/0! | 0 | #N/A |  |  |  | #DIV/0! | [7 empty] | 0 | 0 |  |  |  | 0 |  | 1 | 1
| MAPUTO PROVÍNCIA | MATUTUINE | MATUTUINE | Ndelane, Matituine | [5 empty] | HC | MoH | SP | 2007.4762 |  | 1 | 1 | <8 h | Collection & Delivery | Fixed & Outreach | [12 empty] | 1 | 1 | 0 | 0 | 0 | 0 | 1 | 36 | 34.3 | 0 | #DIV/0! | 0 | #DIV/0! | #DIV/0! | 0 | 0 | 0 | 0 | 0 | 0 | 36 | 34.3 | 0 | #DIV/0! | #DIV/0! | 0 | #N/A |  |  |  | #DIV/0! | [7 empty] | 0 | 0 |  |  |  | 0 |  | 1 | 1
| MAPUTO PROVÍNCIA | MATUTUINE | MATUTUINE | Nsine, Matituine | [5 empty] | HC | MoH | SP | 3101.2724 |  | 1 | 1 | <8 h | Collection & Delivery | Fixed & Outreach | [12 empty] | 1 | 1 | 0 | 0 | 0 | 0 | 1 | 20 | 34.3 | 0 | #DIV/0! | 0 | #DIV/0! | #DIV/0! | 0 | 0 | 0 | 0 | 0 | 0 | 20 | 34.3 | 0 | #DIV/0! | #DIV/0! | 0 | #N/A |  |  |  | #DIV/0! | [7 empty] | 0 | 0 |  |  |  | 0 |  | 1 | 1
| MAPUTO PROVÍNCIA | MATUTUINE | MATUTUINE | Ponta Do Ouro, Matituine | [5 empty] | HC | MoH | SP | 4470.155 |  | 1 | 1 | <8 h | Collection & Delivery | Fixed & Outreach | [12 empty] | 1 | 1 | 0 | 0 | 0 | 0 | 1 | 36 | 34.3 | 0 | #DIV/0! | 0 | #DIV/0! | #DIV/0! | 0 | 0 | 0 | 0 | 0 | 0 | 36 | 34.3 | 0 | #DIV/0! | #DIV/0! | 0 | #N/A |  |  |  | #DIV/0! | [7 empty] | 0 | 0 |  |  |  | 0 |  | 1 | 1
| MAPUTO PROVÍNCIA | MATUTUINE | MATUTUINE | Salamanga, Matituine | [5 empty] | HC | MoH | SP | 4333.7034 |  | 1 | 1 | <8 h | Collection & Delivery | Fixed & Outreach | [12 empty] | 1 | 1 | 0 | 0 | 0 | 0 | 1 | 55.5 | 0 | 0 | #DIV/0! | 0 | #DIV/0! | #DIV/0! | 0 | 0 | 0 | 0 | 0 | 0 | 55.5 | 0 | 0 | #DIV/0! | #DIV/0! | 0 | #N/A |  |  |  | #DIV/0! | [7 empty] | 0 | 0 |  |  |  | 0 |  | 1 | 1
| MAPUTO PROVÍNCIA | MATUTUINE | MATUTUINE | Zitundo, Matituine | [5 empty] | HC | MoH | SP | 2084.9807 |  | 1 | 1 | <8 h | Collection & Delivery | Fixed & Outreach | [12 empty] | 1 | 1 | 0 | 0 | 0 | 0 | 1 | 145 | 0 | 0 | #DIV/0! | 0 | #DIV/0! | #DIV/0! | 0 | 0 | 0 | 0 | 0 | 0 | 145 | 0 | 0 | #DIV/0! | #DIV/0! | 0 | #N/A |  |  |  | #DIV/0! | [7 empty] | 0 | 0 |  |  |  | 0 |  | 1 | 1
| MAPUTO PROVÍNCIA | MATUTUINE | MATUTUINE | Bedene, Matola | [5 empty] | HC | MoH | SP | 59686.1209 |  | 1 | 1 | <8 h | Collection & Delivery | Fixed & Outreach | [12 empty] | 0 | 0 | 0 | 0 | 0 | 0 | 0 | 0 | 0 | 0 | #DIV/0! | 0 | #DIV/0! | #DIV/0! | 0 | 0 | 0 | 0 | 0 | 0 | 0 | 0 | 0 | Extens_Solar | #DIV/0! | 0 | #N/A |  |  |  | 0 | [7 empty] | 0 | 0 |  |  |  | 0 |  | 1 | 1
| MAPUTO PROVÍNCIA | MATUTUINE | MATUTUINE | Boquisso, Matola | [5 empty] | HC | MoH | SP | 38827.5808 |  | 1 | 1 | <8 h | Collection & Delivery | Fixed & Outreach | [12 empty] | 0 | 0 | 0 | 0 | 0 | 0 | 0 | 0 | 0 | 0 | #DIV/0! | 0 | #DIV/0! | #DIV/0! | 0 | 0 | 0 | 0 | 0 | 0 | 0 | 0 | 0 | Extens_Solar | #DIV/0! | 0 | #N/A |  |  |  | 0 | [7 empty] | 0 | 0 |  |  |  | 0 |  | 1 | 1
| MAPUTO PROVÍNCIA | BOANE | BOANE | Depósito D. BOANE | [5 empty] | DVS | MoH | LD | 308267 |  | 1 | 1 | 8-16 h | Collection & Delivery | No vaccination | [12 empty] | 4 | 4 | 0 | 0 | 0 | 0 | 1 | 490.5 | 0 | 0 | #DIV/0! | #DIV/0! | #DIV/0! | #DIV/0! | 0 | 0 | 0 | 0 | 0 | 0 | 490.5 | 0 | 0 | #DIV/0! | #DIV/0! | 0 | #N/A |  |  |  | #DIV/0! | [5 empty] | Extens_Electric | #DIV/0! | 0 | #N/A |  |  |  | 0 |  | 0 | 0
| MAPUTO PROVÍNCIA | BOANE | BOANE | Boane, Boane | [5 empty] | HC | MoH | SP | 59042.0693 |  | 1 | 1 | <8 h | Collection & Delivery | Fixed & Outreach | [12 empty] | 2 | 2 | 0 | 0 | 0 | 0 | 1 | 290 | 0 | 0 | #DIV/0! | 0 | #DIV/0! | #DIV/0! | 0 | 0 | 0 | 0 | 0 | 0 | 290 | 0 | 0 | #DIV/0! | #DIV/0! | 0 | #N/A |  |  |  | #DIV/0! | [7 empty] | 0 | 0 |  |  |  | 0 |  | 1 | 1
| MAPUTO PROVÍNCIA | BOANE | BOANE | Campuane, Boane | [5 empty] | HC | MoH | SP | 25291.5803 |  | 1 | 1 | <8 h | Collection & Delivery | Fixed & Outreach | [12 empty] | 1 | 1 | 0 | 0 | 0 | 0 | 1 | 55.5 | 0 | 0 | #DIV/0! | 0 | #DIV/0! | #DIV/0! | 0 | 0 | 0 | 0 | 0 | 0 | 55.5 | 0 | 0 | #DIV/0! | #DIV/0! | 0 | #N/A |  |  |  | #DIV/0! | [7 empty] | 0 | 0 |  |  |  | 0 |  | 1 | 1
| MAPUTO PROVÍNCIA | BOANE | BOANE | Casa Gaiato, Boane | [5 empty] | HC | MoH | SP | 7694.7796 |  | 1 | 1 | <8 h | Collection & Delivery | Fixed & Outreach | [12 empty] | 1 | 1 | 0 | 0 | 0 | 0 | 1 | 145 | 0 | 0 | #DIV/0! | 0 | #DIV/0! | #DIV/0! | 0 | 0 | 0 | 0 | 0 | 0 | 145 | 0 | 0 | #DIV/0! | #DIV/0! | 0 | #N/A |  |  |  | #DIV/0! | [7 empty] | 0 | 0 |  |  |  | 0 |  | 1 | 1
| MAPUTO PROVÍNCIA | BOANE | BOANE | Josiah Machel | [5 empty] | HC | MoH | SP | 2518.3511 |  | 1 | 1 | <8 h | Collection & Delivery | Fixed & Outreach | [12 empty] | 1 | 1 | 0 | 0 | 0 | 0 | 1 | 145 | 0 | 0 | #DIV/0! | 0 | #DIV/0! | #DIV/0! | 0 | 0 | 0 | 0 | 0 | 0 | 145 | 0 | 0 | #DIV/0! | #DIV/0! | 0 | #N/A |  |  |  | #DIV/0! | [7 empty] | 0 | 0 |  |  |  | 0 |  | 1 | 1
| MAPUTO PROVÍNCIA | BOANE | BOANE | Mahanhane | [5 empty] | HC | MoH | SP | 2833.8272 |  | 1 | 1 | <8 h | Collection & Delivery | Fixed & Outreach | [12 empty] | 1 | 1 | 0 | 0 | 0 | 0 | 1 | 145 | 0 | 0 | #DIV/0! | 0 | #DIV/0! | #DIV/0! | 0 | 0 | 0 | 0 | 0 | 0 | 145 | 0 | 0 | #DIV/0! | #DIV/0! | 0 | #N/A |  |  |  | #DIV/0! | [7 empty] | 0 | 0 |  |  |  | 0 |  | 1 | 1
| MAPUTO PROVÍNCIA | BOANE | BOANE | Mahubo, Boane | [5 empty] | HC | MoH | SP | 6046.4441 |  | 1 | 1 | <8 h | Collection & Delivery | Fixed & Outreach | [12 empty] | 1 | 1 | 0 | 0 | 0 | 0 | 1 | 55.5 | 0 | 0 | #DIV/0! | 0 | #DIV/0! | #DIV/0! | 0 | 0 | 0 | 0 | 0 | 0 | 55.5 | 0 | 0 | #DIV/0! | #DIV/0! | 0 | #N/A |  |  |  | #DIV/0! | [7 empty] | 0 | 0 |  |  |  | 0 |  | 1 | 1
| MAPUTO PROVÍNCIA | BOANE | BOANE | Massaca, Boane | [5 empty] | HC | MoH | SP | 11180.2998 |  | 1 | 1 | <8 h | Collection & Delivery | Fixed & Outreach | [12 empty] | 1 | 1 | 0 | 0 | 0 | 0 | 1 | 145 | 0 | 0 | #DIV/0! | 0 | #DIV/0! | #DIV/0! | 0 | 0 | 0 | 0 | 0 | 0 | 145 | 0 | 0 | #DIV/0! | #DIV/0! | 0 | #N/A |  |  |  | #DIV/0! | [7 empty] | 0 | 0 |  |  |  | 0 |  | 1 | 1
| MAPUTO PROVÍNCIA | BOANE | BOANE | Matola Rio, Boane | [5 empty] | HC | MoH | SP | 20782.1272 |  | 1 | 1 | <8 h | Collection & Delivery | Fixed & Outreach | [12 empty] | 1 | 1 | 0 | 0 | 0 | 0 | 1 | 55.5 | 0 | 0 | #DIV/0! | 0 | #DIV/0! | #DIV/0! | 0 | 0 | 0 | 0 | 0 | 0 | 55.5 | 0 | 0 | #DIV/0! | #DIV/0! | 0 | #N/A |  |  |  | #DIV/0! | [7 empty] | 0 | 0 |  |  |  | 0 |  | 1 | 1
| MAPUTO PROVÍNCIA | BOANE | BOANE | Mulotana, Boane | [5 empty] | HC | MoH | SP | 7496.1061 |  | 1 | 1 | <8 h | Collection & Delivery | Fixed & Outreach | [12 empty] | 2 | 2 | 0 | 0 | 0 | 0 | 1 | 200.5 | 0 | 0 | #DIV/0! | 0 | #DIV/0! | #DIV/0! | 0 | 0 | 0 | 0 | 0 | 0 | 200.5 | 0 | 0 | #DIV/0! | #DIV/0! | 0 | #N/A |  |  |  | #DIV/0! | [7 empty] | 0 | 0 |  |  |  | 0 |  | 1 | 1
| MAPUTO PROVÍNCIA | BOANE | BOANE | Radio Marconi, Boane | [5 empty] | HC | MoH | SP | 5679.6621 |  | 1 | 1 | <8 h | Collection & Delivery | Fixed & Outreach | [12 empty] | 2 | 2 | 0 | 0 | 0 | 0 | 1 | 290 | 0 | 0 | #DIV/0! | 0 | #DIV/0! | #DIV/0! | 0 | 0 | 0 | 0 | 0 | 0 | 290 | 0 | 0 | #DIV/0! | #DIV/0! | 0 | #N/A |  |  |  | #DIV/0! | [7 empty] | 0 | 0 |  |  |  | 0 |  | 1 | 1
| MAPUTO PROVÍNCIA | BOANE | BOANE | Capitine | [5 empty] | HC | MoH | SP | 69525.92 |  | 1 | 1 | <8 h | Collection & Delivery | Fixed & Outreach | [12 empty] | 0 | 0 | 0 | 0 | 0 | 0 | 0 | 0 | 0 | 0 | #DIV/0! | 0 | #DIV/0! | #DIV/0! | 0 | 0 | 0 | 0 | 0 | 0 | 0 | 0 | 0 | Extens_Solar | #DIV/0! | 0 | #N/A |  |  |  | 0 | [7 empty] | 0 | 0 |  |  |  | 0 |  | 1 | 1
| MAPUTO PROVÍNCIA | BOANE | BOANE | Chichuco | [5 empty] | HC | MoH | SP | 5854.3202 |  | 1 | 1 | <8 h | Collection & Delivery | Fixed & Outreach | [12 empty] | 0 | 0 | 0 | 0 | 0 | 0 | 0 | 0 | 0 | 0 | #DIV/0! | 0 | #DIV/0! | #DIV/0! | 0 | 0 | 0 | 0 | 0 | 0 | 0 | 0 | 0 | Extens_Solar | #DIV/0! | 0 | #N/A |  |  |  | 0 | [7 empty] | 0 | 0 |  |  |  | 0 |  | 1 | 1
| MAPUTO PROVÍNCIA | MOAMBA | MOAMBA | Depósito D. MOAMBA | [5 empty] | DVS | MoH | LD | 90817 |  | 1 | 1 | 8-16 h | Collection & Delivery | No vaccination | [12 empty] | 3 | 3 | 0 | 0 | 0 | 0 | 1 | 345.5 | 0 | 0 | #DIV/0! | #DIV/0! | #DIV/0! | #DIV/0! | 0 | 0 | 0 | 0 | 0 | 0 | 345.5 | 0 | 0 | #DIV/0! | #DIV/0! | 0 | #N/A |  |  |  | #DIV/0! | [5 empty] | Extens_Electric | #DIV/0! | 0 | #N/A |  |  |  | 0 |  | 0 | 0
| MAPUTO PROVÍNCIA | MOAMBA | MOAMBA | Mahulane, Moamba | [5 empty] | HC | MoH | SP | 7598.7177 |  | 1 | 1 | No | Collection & Delivery | Fixed & Outreach | [12 empty] | 2 | 2 | 0 | 0 | 0 | 0 | 1 | 91.5 | 34.3 | 0 | #DIV/0! | 0 | #DIV/0! | #DIV/0! | 0 | 0 | 0 | 0 | 0 | 0 | 91.5 | 34.3 | 0 | #DIV/0! | #DIV/0! | 0 | #N/A |  |  |  | #DIV/0! | [7 empty] | 0 | 0 |  |  |  | 0 |  | 1 | 1
| MAPUTO PROVÍNCIA | MOAMBA | MOAMBA | Moamba, Moamba | [5 empty] | HC | MoH | SP | 23252.4473 |  | 1 | 1 | No | Collection & Delivery | Fixed & Outreach | [12 empty] | 1 | 1 | 0 | 0 | 0 | 0 | 1 | 36 | 34.3 | 0 | #DIV/0! | 0 | #DIV/0! | #DIV/0! | 0 | 0 | 0 | 0 | 0 | 0 | 36 | 34.3 | 0 | #DIV/0! | #DIV/0! | 0 | #N/A |  |  |  | #DIV/0! | [7 empty] | 0 | 0 |  |  |  | 0 |  | 1 | 1
| MAPUTO PROVÍNCIA | MOAMBA | MOAMBA | Ngolhosa | [5 empty] | HC | MoH | SP | 4185.244 |  | 1 | 1 | No | Collection & Delivery | Fixed & Outreach | [12 empty] | 1 | 1 | 0 | 0 | 0 | 0 | 1 | 36 | 34.3 | 0 | #DIV/0! | 0 | #DIV/0! | #DIV/0! | 0 | 0 | 0 | 0 | 0 | 0 | 36 | 34.3 | 0 | #DIV/0! | #DIV/0! | 0 | #N/A |  |  |  | #DIV/0! | [7 empty] | 0 | 0 |  |  |  | 0 |  | 1 | 1
| MAPUTO PROVÍNCIA | MOAMBA | MOAMBA | Pessene, Moamba | [5 empty] | HC | MoH | SP | 5425.3163 |  | 1 | 1 | <8 h | Collection & Delivery | Fixed & Outreach | [12 empty] | 1 | 1 | 0 | 0 | 0 | 0 | 1 | 36 | 34.3 | 0 | #DIV/0! | 0 | #DIV/0! | #DIV/0! | 0 | 0 | 0 | 0 | 0 | 0 | 36 | 34.3 | 0 | #DIV/0! | #DIV/0! | 0 | #N/A |  |  |  | #DIV/0! | [7 empty] | 0 | 0 |  |  |  | 0 |  | 1 | 1
| MAPUTO PROVÍNCIA | MOAMBA | MOAMBA | Ressano Garcia, Moamba | [5 empty] | HC | MoH | SP | 9309.2752 |  | 1 | 1 | No | Collection & Delivery | Fixed & Outreach | [12 empty] | 1 | 1 | 0 | 0 | 0 | 0 | 1 | 36 | 34.3 | 0 | #DIV/0! | 0 | #DIV/0! | #DIV/0! | 0 | 0 | 0 | 0 | 0 | 0 | 36 | 34.3 | 0 | #DIV/0! | #DIV/0! | 0 | #N/A |  |  |  | #DIV/0! | [7 empty] | 0 | 0 |  |  |  | 0 |  | 1 | 1
| MAPUTO PROVÍNCIA | MOAMBA | MOAMBA | Sabié, Moamba | [5 empty] | HC | MoH | SP | 16120.94 |  | 1 | 1 | <8 h | Collection & Delivery | Fixed & Outreach | [12 empty] | 1 | 1 | 0 | 0 | 0 | 0 | 1 | 36 | 34.3 | 0 | #DIV/0! | 0 | #DIV/0! | #DIV/0! | 0 | 0 | 0 | 0 | 0 | 0 | 36 | 34.3 | 0 | #DIV/0! | #DIV/0! | 0 | #N/A |  |  |  | #DIV/0! | [7 empty] | 0 | 0 |  |  |  | 0 |  | 1 | 1
| MAPUTO PROVÍNCIA | MOAMBA | MOAMBA | Tenga, Moamba | [5 empty] | HC | MoH | SP | 4495.2621 |  | 1 | 1 | <8 h | Collection & Delivery | Fixed & Outreach | [12 empty] | 1 | 1 | 0 | 0 | 0 | 0 | 1 | 36 | 34.3 | 0 | #DIV/0! | 0 | #DIV/0! | #DIV/0! | 0 | 0 | 0 | 0 | 0 | 0 | 36 | 34.3 | 0 | #DIV/0! | #DIV/0! | 0 | #N/A |  |  |  | #DIV/0! | [7 empty] | 0 | 0 |  |  |  | 0 |  | 1 | 1
| MAPUTO PROVÍNCIA | MOAMBA | MOAMBA | Changalane, Namahacha | [5 empty] | HC | MoH | SP | 4967.9305 |  | 1 | 1 | <8 h | Collection & Delivery | Fixed & Outreach | [12 empty] | 0 | 0 | 0 | 0 | 0 | 0 | 0 | 0 | 0 | 0 | #DIV/0! | 0 | #DIV/0! | #DIV/0! | 0 | 0 | 0 | 0 | 0 | 0 | 0 | 0 | 0 | Extens_Solar | #DIV/0! | 0 | #N/A |  |  |  | 0 | [7 empty] | 0 | 0 |  |  |  | 0 |  | 1 | 1
| MAPUTO PROVÍNCIA | MOAMBA | MOAMBA | Dibinduane, Namahacha | [5 empty] | HC | MoH | SP | 2332.7769 |  | 1 | 1 | <8 h | Collection & Delivery | Fixed & Outreach | [12 empty] | 0 | 0 | 0 | 0 | 0 | 0 | 0 | 0 | 0 | 0 | #DIV/0! | 0 | #DIV/0! | #DIV/0! | 0 | 0 | 0 | 0 | 0 | 0 | 0 | 0 | 0 | Extens_Solar | #DIV/0! | 0 | #N/A |  |  |  | 0 | [7 empty] | 0 | 0 |  |  |  | 0 |  | 1 | 1
| MAPUTO PROVÍNCIA | MAGUDE | MAGUDE | Depósito D. MAGUDE | [5 empty] | DVS | MoH | LD | 178688.306 |  | 1 | 1 | 8-16 h | Collection & Delivery | No vaccination | [12 empty] | 3 | 3 | 0 | 0 | 0 | 0 | 1 | 108 | 102.9 | 0 | #DIV/0! | #DIV/0! | #DIV/0! | #DIV/0! | 0 | 0 | 0 | 0 | 0 | 0 | 108 | 102.9 | 0 | #DIV/0! | #DIV/0! | 0 | #N/A |  |  |  | #DIV/0! | [5 empty] | #DIV/0! | #DIV/0! | 0 | #N/A |  |  |  | #DIV/0! |  | 0 | 0
| MAPUTO PROVÍNCIA | MAGUDE | MAGUDE | Chicutso, Magude | [5 empty] | HC | MoH | SP | 3414.5653 |  | 1 | 1 | No | Collection & Delivery | Fixed & Outreach | [12 empty] | 2 | 2 | 0 | 0 | 0 | 0 | 1 | 72 | 68.6 | 0 | #DIV/0! | 0 | #DIV/0! | #DIV/0! | 0 | 0 | 0 | 0 | 0 | 0 | 72 | 68.6 | 0 | #DIV/0! | #DIV/0! | 0 | #N/A |  |  |  | #DIV/0! | [7 empty] | 0 | 0 |  |  |  | 0 |  | 1 | 1
| MAPUTO PROVÍNCIA | MAGUDE | MAGUDE | Facazissa, Magude | [5 empty] | HC | MoH | SP | 4600.0569 |  | 1 | 1 | <8 h | Collection & Delivery | Fixed & Outreach | [12 empty] | 1 | 1 | 0 | 0 | 0 | 0 | 1 | 36 | 34.3 | 0 | #DIV/0! | 0 | #DIV/0! | #DIV/0! | 0 | 0 | 0 | 0 | 0 | 0 | 36 | 34.3 | 0 | #DIV/0! | #DIV/0! | 0 | #N/A |  |  |  | #DIV/0! | [7 empty] | 0 | 0 |  |  |  | 0 |  | 1 | 1
| MAPUTO PROVÍNCIA | MAGUDE | MAGUDE | Magude, Magude | [5 empty] | HC | MoH | SP | 27943.1081 |  | 1 | 1 | No | Collection & Delivery | Fixed & Outreach | [12 empty] | 1 | 1 | 0 | 0 | 0 | 0 | 1 | 36 | 34.3 | 0 | #DIV/0! | 0 | #DIV/0! | #DIV/0! | 0 | 0 | 0 | 0 | 0 | 0 | 36 | 34.3 | 0 | #DIV/0! | #DIV/0! | 0 | #N/A |  |  |  | #DIV/0! | [7 empty] | 0 | 0 |  |  |  | 0 |  | 1 | 1
| MAPUTO PROVÍNCIA | MAGUDE | MAGUDE | Mahel, Magude | [5 empty] | HC | MoH | SP | 2787.9795 |  | 1 | 1 | <8 h | Collection & Delivery | Fixed & Outreach | [12 empty] | 1 | 1 | 0 | 0 | 0 | 0 | 1 | 36 | 34.3 | 0 | #DIV/0! | 0 | #DIV/0! | #DIV/0! | 0 | 0 | 0 | 0 | 0 | 0 | 36 | 34.3 | 0 | #DIV/0! | #DIV/0! | 0 | #N/A |  |  |  | #DIV/0! | [7 empty] | 0 | 0 |  |  |  | 0 |  | 1 | 1
| MAPUTO PROVÍNCIA | MAGUDE | MAGUDE | Mapulanguene, Magude | [5 empty] | HC | MoH | SP | 3149.3033 |  | 1 | 1 | <8 h | Collection & Delivery | Fixed & Outreach | [12 empty] | 1 | 1 | 0 | 0 | 0 | 0 | 1 | 36 | 34.3 | 0 | #DIV/0! | 0 | #DIV/0! | #DIV/0! | 0 | 0 | 0 | 0 | 0 | 0 | 36 | 34.3 | 0 | #DIV/0! | #DIV/0! | 0 | #N/A |  |  |  | #DIV/0! | [7 empty] | 0 | 0 |  |  |  | 0 |  | 1 | 1
| MAPUTO PROVÍNCIA | MAGUDE | MAGUDE | Moine, Magude | [5 empty] | HC | MoH | SP | 7666.3977 |  | 1 | 1 | No | Collection & Delivery | Fixed & Outreach | [12 empty] | 1 | 1 | 0 | 0 | 0 | 0 | 1 | 36 | 34.3 | 0 | #DIV/0! | 0 | #DIV/0! | #DIV/0! | 0 | 0 | 0 | 0 | 0 | 0 | 36 | 34.3 | 0 | #DIV/0! | #DIV/0! | 0 | #N/A |  |  |  | #DIV/0! | [7 empty] | 0 | 0 |  |  |  | 0 |  | 1 | 1
| MAPUTO PROVÍNCIA | MAGUDE | MAGUDE | Motaze, Magude | [5 empty] | HC | MoH | SP | 10453.2856 |  | 1 | 1 | No | Collection & Delivery | Fixed & Outreach | [12 empty] | 1 | 1 | 0 | 0 | 0 | 0 | 1 | 36 | 34.3 | 0 | #DIV/0! | 0 | #DIV/0! | #DIV/0! | 0 | 0 | 0 | 0 | 0 | 0 | 36 | 34.3 | 0 | #DIV/0! | #DIV/0! | 0 | #N/A |  |  |  | #DIV/0! | [7 empty] | 0 | 0 |  |  |  | 0 |  | 1 | 1
| MAPUTO PROVÍNCIA | MAGUDE | MAGUDE | Panjane, Magude | [5 empty] | HC | MoH | SP | 4878.4182 |  | 1 | 1 | No | Collection & Delivery | Fixed & Outreach | [12 empty] | 1 | 1 | 0 | 0 | 0 | 0 | 1 | 36 | 34.3 | 0 | #DIV/0! | 0 | #DIV/0! | #DIV/0! | 0 | 0 | 0 | 0 | 0 | 0 | 36 | 34.3 | 0 | #DIV/0! | #DIV/0! | 0 | #N/A |  |  |  | #DIV/0! | [7 empty] | 0 | 0 |  |  |  | 0 |  | 1 | 1
| MAPUTO PROVÍNCIA | MAGUDE | MAGUDE | 3 De Fevereiro, Manhica | [5 empty] | HC | MoH | SP | 26956.29 |  | 1 | 1 | <8 h | Collection & Delivery | Fixed & Outreach | [12 empty] | 0 | 0 | 0 | 0 | 0 | 0 | 0 | 0 | 0 | 0 | #DIV/0! | 0 | #DIV/0! | #DIV/0! | 0 | 0 | 0 | 0 | 0 | 0 | 0 | 0 | 0 | Extens_Solar | #DIV/0! | 0 | #N/A |  |  |  | 0 | [7 empty] | 0 | 0 |  |  |  | 0 |  | 1 | 1
| MAPUTO PROVÍNCIA | MAGUDE | MAGUDE | C.S Manhica, Manhica | [5 empty] | HC | MoH | SP | 86838.9013 |  | 1 | 1 | No | Collection & Delivery | Fixed & Outreach | [12 empty] | 0 | 0 | 0 | 0 | 0 | 0 | 0 | 0 | 0 | 0 | #DIV/0! | 0 | #DIV/0! | #DIV/0! | 0 | 0 | 0 | 0 | 0 | 0 | 0 | 0 | 0 | Extens_Solar | #DIV/0! | 0 | #N/A |  |  |  | 0 | [7 empty] | 0 | 0 |  |  |  | 0 |  | 1 | 1
| MAPUTO PROVÍNCIA | MANHIÇA | MANHIÇA | Depósito D. MANHIÇA | [5 empty] | DVS | MoH | LD | 304562 |  | 1 | 1 | 8-16 h | Collection & Delivery | No vaccination | [12 empty] | 4 | 4 | 1 | 0 | 0 | 0 | 1 | 144 | 418.2 | 0 | #DIV/0! | #DIV/0! | #DIV/0! | #DIV/0! | 0 | 0 | 0 | 0 | 0 | 0 | 144 | 418.2 | 0 | #DIV/0! | #DIV/0! | 0 | #N/A |  |  |  | #DIV/0! | [5 empty] | #DIV/0! | #DIV/0! | 0 | #N/A |  |  |  | #DIV/0! |  | 0 | 0
| MAPUTO PROVÍNCIA | MANHIÇA | MANHIÇA | Calanga, Manhica | [5 empty] | HC | MoH | SP | 23627.9622 |  | 1 | 1 | <8 h | Collection & Delivery | Fixed & Outreach | [12 empty] | 0 | 0 | 0 | 0 | 0 | 0 | 0 | 0 | 0 | 0 | #DIV/0! | 0 | #DIV/0! | #DIV/0! | 0 | 0 | 0 | 0 | 0 | 0 | 0 | 0 | 0 | Extens_Solar | #DIV/0! | 0 | #N/A |  |  |  | 0 | [7 empty] | 0 | 0 |  |  |  | 0 |  | 1 | 1
| MAPUTO PROVÍNCIA | MANHIÇA | MANHIÇA | Chibucutso, Manhica | [5 empty] | HC | MoH | SP | 6657.7473 |  | 1 | 1 | <8 h | Collection & Delivery | Fixed & Outreach | [12 empty] | 0 | 0 | 0 | 0 | 0 | 0 | 0 | 0 | 0 | 0 | #DIV/0! | 0 | #DIV/0! | #DIV/0! | 0 | 0 | 0 | 0 | 0 | 0 | 0 | 0 | 0 | Extens_Solar | #DIV/0! | 0 | #N/A |  |  |  | 0 | [7 empty] | 0 | 0 |  |  |  | 0 |  | 1 | 1
| MAPUTO PROVÍNCIA | MANHIÇA | MANHIÇA | HR Xinavane, Manhica | [5 empty] | RH | MoH | SP | 56576.1157 |  | 1 | 1 | No | Collection & Delivery | Fixed & Outreach | [12 empty] | 7 | 7 | 0 | 0 | 0 | 0 | 1 | 252 | 240.1 | 0 | #DIV/0! | 0 | #DIV/0! | #DIV/0! | 0 | 0 | 0 | 0 | 0 | 0 | 252 | 240.1 | 0 | #DIV/0! | #DIV/0! | 0 | #N/A |  |  |  | #DIV/0! | [7 empty] | 0 | 0 |  |  |  | 0 |  | 1 | 1
| MAPUTO PROVÍNCIA | MANHIÇA | MANHIÇA | Ilha Josina, Manhica | [5 empty] | HC | MoH | SP | 18560.6949 |  | 1 | 1 | No | Collection & Delivery | Fixed & Outreach | [12 empty] | 2 | 2 | 0 | 0 | 0 | 0 | 1 | 72 | 68.6 | 0 | #DIV/0! | 0 | #DIV/0! | #DIV/0! | 0 | 0 | 0 | 0 | 0 | 0 | 72 | 68.6 | 0 | #DIV/0! | #DIV/0! | 0 | #N/A |  |  |  | #DIV/0! | [7 empty] | 0 | 0 |  |  |  | 0 |  | 1 | 1
| MAPUTO PROVÍNCIA | MANHIÇA | MANHIÇA | Malavela, Manhica | [5 empty] | HC | MoH | SP | 10316.8339 |  | 1 | 1 | <8 h | Collection & Delivery | Fixed & Outreach | [12 empty] | 2 | 2 | 0 | 0 | 0 | 0 | 1 | 72 | 68.6 | 0 | #DIV/0! | 0 | #DIV/0! | #DIV/0! | 0 | 0 | 0 | 0 | 0 | 0 | 72 | 68.6 | 0 | #DIV/0! | #DIV/0! | 0 | #N/A |  |  |  | #DIV/0! | [7 empty] | 0 | 0 |  |  |  | 0 |  | 1 | 1
| MAPUTO PROVÍNCIA | MANHIÇA | MANHIÇA | Maluana, Manhica | [5 empty] | HC | MoH | SP | 16972.3981 |  | 1 | 1 | <8 h | Collection & Delivery | Fixed & Outreach | [12 empty] | 2 | 2 | 0 | 0 | 0 | 0 | 1 | 161 | 0 | 0 | #DIV/0! | 0 | #DIV/0! | #DIV/0! | 0 | 0 | 0 | 0 | 0 | 0 | 161 | 0 | 0 | #DIV/0! | #DIV/0! | 0 | #N/A |  |  |  | #DIV/0! | [7 empty] | 0 | 0 |  |  |  | 0 |  | 1 | 1
| MAPUTO PROVÍNCIA | MANHIÇA | MANHIÇA | Maragra, Manhica | [5 empty] | HC | MoH | SP | 20967.7014 |  | 1 | 1 | <8 h | Collection & Delivery | Fixed & Outreach | [12 empty] | 2 | 2 | 0 | 0 | 0 | 0 | 1 | 72 | 68.6 | 0 | #DIV/0! | 0 | #DIV/0! | #DIV/0! | 0 | 0 | 0 | 0 | 0 | 0 | 72 | 68.6 | 0 | #DIV/0! | #DIV/0! | 0 | #N/A |  |  |  | #DIV/0! | [7 empty] | 0 | 0 |  |  |  | 0 |  | 1 | 1
| MAPUTO PROVÍNCIA | MANHIÇA | MANHIÇA | Munguine, Manhica | [5 empty] | HC | MoH | SP | 20298.5427 |  | 1 | 1 | <8 h | Collection & Delivery | Fixed & Outreach | [12 empty] | 2 | 2 | 0 | 0 | 0 | 0 | 1 | 72 | 68.6 | 0 | #DIV/0! | 0 | #DIV/0! | #DIV/0! | 0 | 0 | 0 | 0 | 0 | 0 | 72 | 68.6 | 0 | #DIV/0! | #DIV/0! | 0 | #N/A |  |  |  | #DIV/0! | [7 empty] | 0 | 0 |  |  |  | 0 |  | 1 | 1
| MAPUTO PROVÍNCIA | MANHIÇA | MANHIÇA | Nwamatibjana, Manhica | [5 empty] | HC | MoH | SP | 30283.5263 |  | 1 | 1 | <8 h | Collection & Delivery | Fixed & Outreach | [12 empty] | 2 | 2 | 0 | 0 | 0 | 0 | 1 | 161 | 0 | 0 | #DIV/0! | 0 | #DIV/0! | #DIV/0! | 0 | 0 | 0 | 0 | 0 | 0 | 161 | 0 | 0 | #DIV/0! | #DIV/0! | 0 | #N/A |  |  |  | #DIV/0! | [7 empty] | 0 | 0 |  |  |  | 0 |  | 1 | 1
| MAPUTO PROVÍNCIA | MANHIÇA | MANHIÇA | Taninga, Manhica | [5 empty] | HC | MoH | SP | 9983.892 |  | 1 | 1 | <8 h | Collection & Delivery | Fixed & Outreach | [12 empty] | 1 | 1 | 0 | 0 | 0 | 0 | 1 | 80.5 | 0 | 0 | #DIV/0! | 0 | #DIV/0! | #DIV/0! | 0 | 0 | 0 | 0 | 0 | 0 | 80.5 | 0 | 0 | #DIV/0! | #DIV/0! | 0 | #N/A |  |  |  | #DIV/0! | [7 empty] | 0 | 0 |  |  |  | 0 |  | 1 | 1
| MAPUTO PROVÍNCIA | MANHIÇA | MANHIÇA | Dzovo, Marracuene | [5 empty] | HC | MoH | SP | 1172.3923 |  | 1 | 1 | <8 h | Collection & Delivery | Fixed & Outreach | [12 empty] | 1 | 1 | 0 | 0 | 0 | 0 | 1 | 80.5 | 0 | 0 | #DIV/0! | 0 | #DIV/0! | #DIV/0! | 0 | 0 | 0 | 0 | 0 | 0 | 80.5 | 0 | 0 | #DIV/0! | #DIV/0! | 0 | #N/A |  |  |  | #DIV/0! | [7 empty] | 0 | 0 |  |  |  | 0 |  | 1 | 1
| MAPUTO PROVÍNCIA | MANHIÇA | MANHIÇA | Habel Jafar, Marracuene | [5 empty] | HC | MoH | SP | 22440.2873 |  | 1 | 1 | <8 h | Collection & Delivery | Fixed & Outreach | [12 empty] | 1 | 1 | 0 | 0 | 0 | 0 | 1 | 80.5 | 0 | 0 | #DIV/0! | 0 | #DIV/0! | #DIV/0! | 0 | 0 | 0 | 0 | 0 | 0 | 80.5 | 0 | 0 | #DIV/0! | #DIV/0! | 0 | #N/A |  |  |  | #DIV/0! | [7 empty] | 0 | 0 |  |  |  | 0 |  | 1 | 1
| MAPUTO PROVÍNCIA | MARRACUENE | MARRACUENE | Depósito D. MARRACUENE | [5 empty] | DVS | MoH | LD | 182685 |  | 1 | 1 | 8-16 h | Collection & Delivery | No vaccination | [12 empty] | 4 | 4 | 0 | 0 | 0 | 0 | 1 | 322 | 0 | 0 | #DIV/0! | #DIV/0! | #DIV/0! | #DIV/0! | 0 | 0 | 0 | 0 | 0 | 0 | 322 | 0 | 0 | #DIV/0! | #DIV/0! | 0 | #N/A |  |  |  | #DIV/0! | [5 empty] | Extens_Electric | #DIV/0! | 0 | #N/A |  |  |  | 0 |  | 0 | 0
| MAPUTO PROVÍNCIA | MARRACUENE | MARRACUENE | Machubo, Marracuene | [5 empty] | HC | MoH | SP | 6908.8183 |  | 1 | 1 | <8 h | Collection & Delivery | Fixed & Outreach | [12 empty] | 1 | 1 | 0 | 0 | 0 | 0 | 1 | 80.5 | 0 | 0 | #DIV/0! | 0 | #DIV/0! | #DIV/0! | 0 | 0 | 0 | 0 | 0 | 0 | 80.5 | 0 | 0 | #DIV/0! | #DIV/0! | 0 | #N/A |  |  |  | #DIV/0! | [7 empty] | 0 | 0 |  |  |  | 0 |  | 1 | 1
| MAPUTO PROVÍNCIA | MARRACUENE | MARRACUENE | Mali, Marracuene | [5 empty] | HC | MoH | SP | 20713.3556 |  | 1 | 1 | <8 h | Collection & Delivery | Fixed & Outreach | [12 empty] | 1 | 1 | 0 | 0 | 0 | 0 | 1 | 80.5 | 0 | 0 | #DIV/0! | 0 | #DIV/0! | #DIV/0! | 0 | 0 | 0 | 0 | 0 | 0 | 80.5 | 0 | 0 | #DIV/0! | #DIV/0! | 0 | #N/A |  |  |  | #DIV/0! | [7 empty] | 0 | 0 |  |  |  | 0 |  | 1 | 1
| MAPUTO PROVÍNCIA | MARRACUENE | MARRACUENE | Marracuene, Marracuene | [5 empty] | HC | MoH | SP | 43153.6429 |  | 1 | 1 | No | Collection & Delivery | Fixed & Outreach | [12 empty] | 1 | 1 | 0 | 0 | 0 | 0 | 1 | 80.5 | 0 | 0 | #DIV/0! | 0 | #DIV/0! | #DIV/0! | 0 | 0 | 0 | 0 | 0 | 0 | 80.5 | 0 | 0 | #DIV/0! | #DIV/0! | 0 | #N/A |  |  |  | #DIV/0! | [7 empty] | 0 | 0 |  |  |  | 0 |  | 1 | 1
| MAPUTO PROVÍNCIA | MARRACUENE | MARRACUENE | Matalane, Marracuene | [5 empty] | HC | MoH | SP | 4883.8763 |  | 1 | 1 | <8 h | Collection & Delivery | Fixed & Outreach | [12 empty] | 1 | 1 | 0 | 0 | 0 | 0 | 1 | 80.5 | 0 | 0 | #DIV/0! | 0 | #DIV/0! | #DIV/0! | 0 | 0 | 0 | 0 | 0 | 0 | 80.5 | 0 | 0 | #DIV/0! | #DIV/0! | 0 | #N/A |  |  |  | #DIV/0! | [7 empty] | 0 | 0 |  |  |  | 0 |  | 1 | 1
| MAPUTO PROVÍNCIA | MARRACUENE | MARRACUENE | Michafutane, Marracuene | [5 empty] | HC | MoH | SP | 15535.8354 |  | 1 | 1 | <8 h | Collection & Delivery | Fixed & Outreach | [12 empty] | 1 | 1 | 0 | 0 | 0 | 0 | 1 | 80.5 | 0 | 0 | #DIV/0! | 0 | #DIV/0! | #DIV/0! | 0 | 0 | 0 | 0 | 0 | 0 | 80.5 | 0 | 0 | #DIV/0! | #DIV/0! | 0 | #N/A |  |  |  | #DIV/0! | [7 empty] | 0 | 0 |  |  |  | 0 |  | 1 | 1
| MAPUTO PROVÍNCIA | MARRACUENE | MARRACUENE | Mumemo, Marracuene | [5 empty] | HC | MoH | SP | 19504.9401 |  | 1 | 1 | <8 h | Collection & Delivery | Fixed & Outreach | [12 empty] | 1 | 1 | 0 | 0 | 0 | 0 | 1 | 80.5 | 0 | 0 | #DIV/0! | 0 | #DIV/0! | #DIV/0! | 0 | 0 | 0 | 0 | 0 | 0 | 80.5 | 0 | 0 | #DIV/0! | #DIV/0! | 0 | #N/A |  |  |  | #DIV/0! | [7 empty] | 0 | 0 |  |  |  | 0 |  | 1 | 1
| MAPUTO PROVÍNCIA | MARRACUENE | MARRACUENE | Nhongonhane, Marracuene | [5 empty] | HC | MoH | SP | 20713.3556 |  | 1 | 1 | <8 h | Collection & Delivery | Fixed & Outreach | [12 empty] | 1 | 1 | 0 | 0 | 0 | 0 | 1 | 80.5 | 0 | 0 | #DIV/0! | 0 | #DIV/0! | #DIV/0! | 0 | 0 | 0 | 0 | 0 | 0 | 80.5 | 0 | 0 | #DIV/0! | #DIV/0! | 0 | #N/A |  |  |  | #DIV/0! | [7 empty] | 0 | 0 |  |  |  | 0 |  | 1 | 1
| MAPUTO PROVÍNCIA | MARRACUENE | MARRACUENE | Ricatla, Marracuene | [5 empty] | HC | MoH | SP | 17261.6755 |  | 1 | 1 | <8 h | Collection & Delivery | Fixed & Outreach | [12 empty] | 1 | 1 | 0 | 0 | 0 | 0 | 1 | 80.5 | 0 | 0 | #DIV/0! | 0 | #DIV/0! | #DIV/0! | 0 | 0 | 0 | 0 | 0 | 0 | 80.5 | 0 | 0 | #DIV/0! | #DIV/0! | 0 | #N/A |  |  |  | #DIV/0! | [7 empty] | 0 | 0 |  |  |  | 0 |  | 1 | 1
| MAPUTO PROVÍNCIA | MARRACUENE | MARRACUENE | Catuane, Matituine | [5 empty] | HC | MoH | SP | 5210.2686 |  | 1 | 1 | <8 h | Collection & Delivery | Fixed & Outreach | [12 empty] | 0 | 0 | 0 | 0 | 0 | 0 | 0 | 0 | 0 | 0 | #DIV/0! | 0 | #DIV/0! | #DIV/0! | 0 | 0 | 0 | 0 | 0 | 0 | 0 | 0 | 0 | Extens_Solar | #DIV/0! | 0 | #N/A |  |  |  | 0 | [7 empty] | 0 | 0 |  |  |  | 0 |  | 1 | 1
| MAPUTO PROVÍNCIA | MARRACUENE | MARRACUENE | Gueveza, Matituine | [5 empty] | HC | MoH | SP | 1779.3291 |  | 1 | 1 | <8 h | Collection & Delivery | Fixed & Outreach | [12 empty] | 0 | 0 | 0 | 0 | 0 | 0 | 0 | 0 | 0 | 0 | #DIV/0! | 0 | #DIV/0! | #DIV/0! | 0 | 0 | 0 | 0 | 0 | 0 | 0 | 0 | 0 | Extens_Solar | #DIV/0! | 0 | #N/A |  |  |  | 0 | [7 empty] | 0 | 0 |  |  |  | 0 |  | 1 | 1
| GAZA | XAI-XAI | XAI-XAI | Armazém Provincial de Vacinas de Gaza | [5 empty] | PVS | MoH | SN1 | 1566781 | 216 | 1 | 1 | >16 h | Collection & Delivery | No vaccination | [12 empty] | 3 | 3 | 2 | 0 | 1 | 0 | 1 | 7933.8077 | 562 | 0 | #DIV/0! | #DIV/0! | #DIV/0! | #DIV/0! | 0 | 0 | 0 | 0 | 0 | 0 | 7933.8077 | 562 | 0 | #DIV/0! | #DIV/0! | 0 | #N/A |  |  |  | #DIV/0! | [5 empty] | #DIV/0! | #DIV/0! | 0 | #N/A |  |  |  | #DIV/0! |  | 0 | 0
| GAZA | XAI-XAI | XAI-XAI | Depósito D. XAI-XAI | [5 empty] | DVS | MoH | LD | 133545.9887 |  | 1 | 1 | 8-16 h | Collection & Delivery | No vaccination | [12 empty] | 2 | 2 | 0 | 0 | 0 | 0 | 1 | 161 | 0 | 0 | #DIV/0! | #DIV/0! | #DIV/0! | #DIV/0! | 0 | 0 | 0 | 0 | 0 | 0 | 161 | 0 | 0 | #DIV/0! | #DIV/0! | 0 | #N/A |  |  |  | #DIV/0! | [5 empty] | Extens_Electric | #DIV/0! | 0 | #N/A |  |  |  | 0 |  | 0 | 0
| GAZA | XAI-XAI | XAI-XAI | C.S da Cidade, Cidade de Xai-Xai | [5 empty] | HC | MoH | SP | 18981.9066 |  | 1 | 1 | <8 h | Collection & Delivery | Fixed & Outreach | [12 empty] | 1 | 1 | 0 | 0 | 0 | 0 | 1 | 80.5 | 0 | 0 | #DIV/0! | 0 | #DIV/0! | #DIV/0! | 0 | 0 | 0 | 0 | 0 | 0 | 80.5 | 0 | 0 | #DIV/0! | #DIV/0! | 0 | #N/A |  |  |  | #DIV/0! | [7 empty] | 0 | 0 |  |  |  | 0 |  | 1 | 1
| GAZA | XAI-XAI | XAI-XAI | C.S Parai, Cidade de Xai-Xai | [5 empty] | HC | MoH | SP | 6762.7055 |  | 1 | 1 | <8 h | Collection & Delivery | Fixed & Outreach | [12 empty] | 1 | 1 | 0 | 0 | 0 | 0 | 1 | 80.5 | 0 | 0 | #DIV/0! | 0 | #DIV/0! | #DIV/0! | 0 | 0 | 0 | 0 | 0 | 0 | 80.5 | 0 | 0 | #DIV/0! | #DIV/0! | 0 | #N/A |  |  |  | #DIV/0! | [7 empty] | 0 | 0 |  |  |  | 0 |  | 1 | 1
| GAZA | XAI-XAI | XAI-XAI | Centro de saude Chilaulene | [5 empty] | HC | MoH | SP | 5850.0333 |  | 1 | 1 | <8 h | Collection & Delivery | Fixed & Outreach | [12 empty] | 1 | 1 | 0 | 0 | 0 | 0 | 1 | 80.5 | 0 | 0 | #DIV/0! | 0 | #DIV/0! | #DIV/0! | 0 | 0 | 0 | 0 | 0 | 0 | 80.5 | 0 | 0 | #DIV/0! | #DIV/0! | 0 | #N/A |  |  |  | #DIV/0! | [7 empty] | 0 | 0 |  |  |  | 0 |  | 1 | 1
| GAZA | XAI-XAI | XAI-XAI | Centro de Saúde de Zimilene | [5 empty] | HC | MoH | SP | 4350.311 |  | 1 | 1 | No | Collection & Delivery | Fixed & Outreach | [12 empty] | 1 | 1 | 0 | 0 | 0 | 0 | 1 | 80.5 | 0 | 0 | #DIV/0! | 0 | #DIV/0! | #DIV/0! | 0 | 0 | 0 | 0 | 0 | 0 | 80.5 | 0 | 0 | #DIV/0! | #DIV/0! | 0 | #N/A |  |  |  | #DIV/0! | [7 empty] | 0 | 0 |  |  |  | 0 |  | 1 | 1
| GAZA | XAI-XAI | XAI-XAI | Hospital Provincial de Xai Xai | [5 empty] | PH | MoH | SP | 40127.8046 |  | 1 | 1 | 8-16 h | Collection & Delivery | Fixed & Outreach | [12 empty] | 2 | 2 | 0 | 0 | 0 | 0 | 1 | 161 | 0 | 0 | #DIV/0! | 0 | #DIV/0! | #DIV/0! | 0 | 0 | 0 | 0 | 0 | 0 | 161 | 0 | 0 | #DIV/0! | #DIV/0! | 0 | #N/A |  |  |  | #DIV/0! | [7 empty] | 0 | 0 |  |  |  | 0 |  | 1 | 1
| GAZA | XAI-XAI | XAI-XAI | Marien Nguabi, Cidade de Xai-Xai | [5 empty] | HC | MoH | SP | 23619.6954 |  | 1 | 1 | <8 h | Collection & Delivery | Fixed & Outreach | [12 empty] | 1 | 1 | 0 | 0 | 0 | 0 | 1 | 80.5 | 0 | 0 | #DIV/0! | 0 | #DIV/0! | #DIV/0! | 0 | 0 | 0 | 0 | 0 | 0 | 80.5 | 0 | 0 | #DIV/0! | #DIV/0! | 0 | #N/A |  |  |  | #DIV/0! | [7 empty] | 0 | 0 |  |  |  | 0 |  | 1 | 1
| GAZA | XAI-XAI | XAI-XAI | Patrice Lumunba, Cidade de Xai-Xai | [5 empty] | HC | MoH | SP | 24888.6912 |  | 1 | 1 | <8 h | Collection & Delivery | Fixed & Outreach | [12 empty] | 1 | 1 | 0 | 0 | 0 | 0 | 1 | 0 | 0 | 0 | #DIV/0! | 0 | #DIV/0! | #DIV/0! | 1 | 0 | 0 | 0 | 0 | 1 | 0 | 0 | 0 | #DIV/0! | #DIV/0! | 0 | #N/A |  |  |  | #DIV/0! | [7 empty] | 0 | 0 |  |  |  | 0 |  | 1 | 1
| GAZA | XAI-XAI | XAI-XAI | Unidade 7, Cidade de Xai-Xai | [5 empty] | HC | MoH | SP | 8964.8411 |  | 1 | 1 | <8 h | Collection & Delivery | Fixed & Outreach | [12 empty] | 1 | 1 | 0 | 0 | 0 | 0 | 1 | 0 | 0 | 0 | #DIV/0! | 0 | #DIV/0! | #DIV/0! | 1 | 0 | 0 | 0 | 0 | 1 | 0 | 0 | 0 | #DIV/0! | #DIV/0! | 0 | #N/A |  |  |  | #DIV/0! | [7 empty] | 0 | 0 |  |  |  | 0 |  | 1 | 1
| GAZA | CHONGOENE | CHONGOENE | Depósito D. CHONGOENE | [5 empty] | DVS | MoH | LD | 112416.837 |  | 1 | 1 | 8-16 h | Collection & Delivery | No vaccination | [12 empty] | 2 | 2 | 0 | 0 | 0 | 0 | 1 | 96 | 0 | 0 | #DIV/0! | #DIV/0! | #DIV/0! | #DIV/0! | 0 | 0 | 0 | 0 | 2 | 2 | 0 | 0 | 0 | #DIV/0! | #DIV/0! | 0 | #N/A |  |  |  | #DIV/0! | [5 empty] | Extens_Electric | #DIV/0! | 0 | #N/A |  |  |  | 0 |  | 0 | 0
| GAZA | CHONGOENE | CHONGOENE | CS Banhine | [5 empty] | HC | MoH | SP | 3744.6539 |  | 1 | 1 | <8 h | Collection & Delivery | Fixed & Outreach | [12 empty] | 1 | 1 | 0 | 0 | 0 | 0 | 1 | 48 | 0 | 0 | #DIV/0! | 0 | #DIV/0! | #DIV/0! | 0 | 0 | 0 | 0 | 1 | 1 | 0 | 0 | 0 | #DIV/0! | #DIV/0! | 0 | #N/A |  |  |  | #DIV/0! | [7 empty] | 0 | 0 |  |  |  | 0 |  | 1 | 1
| GAZA | CHONGOENE | CHONGOENE | CS Bungane | [5 empty] | HC | MoH | SP | 3291.5741 |  | 1 | 1 | <8 h | Collection & Delivery | Fixed & Outreach | [12 empty] | 1 | 1 | 0 | 0 | 0 | 0 | 1 | 48 | 0 | 0 | #DIV/0! | 0 | #DIV/0! | #DIV/0! | 0 | 0 | 0 | 0 | 1 | 1 | 0 | 0 | 0 | #DIV/0! | #DIV/0! | 0 | #N/A |  |  |  | #DIV/0! | [7 empty] | 0 | 0 |  |  |  | 0 |  | 1 | 1
| GAZA | CHONGOENE | CHONGOENE | CS Chicavane | [5 empty] | HC | MoH | SP | 5925.3915 |  | 1 | 1 | No | Collection & Delivery | Fixed & Outreach | [12 empty] | 1 | 1 | 0 | 0 | 0 | 0 | 1 | 145 | 0 | 0 | #DIV/0! | 0 | #DIV/0! | #DIV/0! | 0 | 0 | 0 | 0 | 0 | 0 | 145 | 0 | 0 | #DIV/0! | #DIV/0! | 0 | #N/A |  |  |  | #DIV/0! | [7 empty] | 0 | 0 |  |  |  | 0 |  | 1 | 1
| GAZA | CHONGOENE | CHONGOENE | CS Chongoene | [5 empty] | HC | MoH | SP | 5311.3613 |  | 1 | 1 | No | Collection & Delivery | Fixed & Outreach | [12 empty] | 1 | 1 | 0 | 0 | 0 | 0 | 1 | 145 | 0 | 0 | #DIV/0! | 0 | #DIV/0! | #DIV/0! | 0 | 0 | 0 | 0 | 0 | 0 | 145 | 0 | 0 | #DIV/0! | #DIV/0! | 0 | #N/A |  |  |  | #DIV/0! | [7 empty] | 0 | 0 |  |  |  | 0 |  | 1 | 1
| GAZA | CHONGOENE | CHONGOENE | CS Cucuine | [5 empty] | HC | MoH | SP | 4715.0077 |  | 1 | 1 | <8 h | Collection & Delivery | Fixed & Outreach | [12 empty] | 1 | 1 | 0 | 0 | 0 | 0 | 1 | 36 | 34.3 | 0 | #DIV/0! | 0 | #DIV/0! | #DIV/0! | 0 | 0 | 0 | 0 | 0 | 0 | 36 | 34.3 | 0 | #DIV/0! | #DIV/0! | 0 | #N/A |  |  |  | #DIV/0! | [7 empty] | 0 | 0 |  |  |  | 0 |  | 1 | 1
| GAZA | CHONGOENE | CHONGOENE | CS Maciene | [5 empty] | HC | MoH | SP | 6768.2875 |  | 1 | 1 | <8 h | Collection & Delivery | Fixed & Outreach | [12 empty] | 1 | 1 | 0 | 0 | 0 | 0 | 1 | 36 | 34.3 | 0 | #DIV/0! | 0 | #DIV/0! | #DIV/0! | 0 | 0 | 0 | 0 | 0 | 0 | 36 | 34.3 | 0 | #DIV/0! | #DIV/0! | 0 | #N/A |  |  |  | #DIV/0! | [7 empty] | 0 | 0 |  |  |  | 0 |  | 1 | 1
| GAZA | CHONGOENE | CHONGOENE | CS Macupulane | [5 empty] | HC | MoH | SP | 9346.2841 |  | 1 | 1 | <8 h | Collection & Delivery | Fixed & Outreach | [12 empty] | 1 | 1 | 0 | 0 | 0 | 0 | 1 | 36 | 34.3 | 0 | #DIV/0! | 0 | #DIV/0! | #DIV/0! | 0 | 0 | 0 | 0 | 0 | 0 | 36 | 34.3 | 0 | #DIV/0! | #DIV/0! | 0 | #N/A |  |  |  | #DIV/0! | [7 empty] | 0 | 0 |  |  |  | 0 |  | 1 | 1
| GAZA | CHONGOENE | CHONGOENE | CS Mangunze | [5 empty] | HC | MoH | SP | 2479.3796 |  | 1 | 1 | No | Collection & Delivery | Fixed & Outreach | [12 empty] | 1 | 1 | 0 | 0 | 0 | 0 | 1 | 145 | 0 | 0 | #DIV/0! | 0 | #DIV/0! | #DIV/0! | 0 | 0 | 0 | 0 | 0 | 0 | 145 | 0 | 0 | #DIV/0! | #DIV/0! | 0 | #N/A |  |  |  | #DIV/0! | [7 empty] | 0 | 0 |  |  |  | 0 |  | 1 | 1
| GAZA | CHONGOENE | CHONGOENE | CS Matsinhane | [5 empty] | HC | MoH | SP | 8070.7759 |  | 1 | 1 | No | Collection & Delivery | Fixed & Outreach | [12 empty] | 1 | 1 | 0 | 0 | 0 | 0 | 1 | 145 | 0 | 0 | #DIV/0! | 0 | #DIV/0! | #DIV/0! | 0 | 0 | 0 | 0 | 0 | 0 | 145 | 0 | 0 | #DIV/0! | #DIV/0! | 0 | #N/A |  |  |  | #DIV/0! | [7 empty] | 0 | 0 |  |  |  | 0 |  | 1 | 1
| GAZA | CHONGOENE | CHONGOENE | CS Nhacutse | [5 empty] | HC | MoH | SP | 9266.2741 |  | 1 | 1 | <8 h | Collection & Delivery | Fixed & Outreach | [12 empty] | 1 | 1 | 0 | 0 | 0 | 0 | 1 | 145 | 0 | 0 | #DIV/0! | 0 | #DIV/0! | #DIV/0! | 0 | 0 | 0 | 0 | 0 | 0 | 145 | 0 | 0 | #DIV/0! | #DIV/0! | 0 | #N/A |  |  |  | #DIV/0! | [7 empty] | 0 | 0 |  |  |  | 0 |  | 1 | 1
| GAZA | CHONGOENE | CHONGOENE | CS Siaia | [5 empty] | HC | MoH | SP | 8344.2984 |  | 1 | 1 | <8 h | Collection & Delivery | Fixed & Outreach | [12 empty] | 1 | 1 | 0 | 0 | 0 | 0 | 1 | 145 | 0 | 0 | #DIV/0! | 0 | #DIV/0! | #DIV/0! | 0 | 0 | 0 | 0 | 0 | 0 | 145 | 0 | 0 | #DIV/0! | #DIV/0! | 0 | #N/A |  |  |  | #DIV/0! | [7 empty] | 0 | 0 |  |  |  | 0 |  | 1 | 1
| GAZA | CHONGOENE | CHONGOENE | PS FIR | [5 empty] | HC | MoH | SP | 21336.6195 |  | 1 | 1 | No | Collection & Delivery | Fixed & Outreach | [12 empty] | 1 | 1 | 0 | 0 | 0 | 0 | 1 | 145 | 0 | 0 | #DIV/0! | 0 | #DIV/0! | #DIV/0! | 0 | 0 | 0 | 0 | 0 | 0 | 145 | 0 | 0 | #DIV/0! | #DIV/0! | 0 | #N/A |  |  |  | #DIV/0! | [7 empty] | 0 | 0 |  |  |  | 0 |  | 1 | 1
| GAZA | CHONGOENE | CHONGOENE | PS Ndambine 2000 | [5 empty] | HC | MoH | SP | 17098.8807 |  | 1 | 1 | <8 h | Collection & Delivery | Fixed & Outreach | [12 empty] | 1 | 1 | 0 | 0 | 0 | 0 | 1 | 145 | 0 | 0 | #DIV/0! | 0 | #DIV/0! | #DIV/0! | 0 | 0 | 0 | 0 | 0 | 0 | 145 | 0 | 0 | #DIV/0! | #DIV/0! | 0 | #N/A |  |  |  | #DIV/0! | [7 empty] | 0 | 0 |  |  |  | 0 |  | 1 | 1
| GAZA | CHONGOENE | CHONGOENE | PS Nhamavila | [5 empty] | HC | MoH | SP | 6718.0487 |  | 1 | 1 | <8 h | Collection & Delivery | Fixed & Outreach | [12 empty] | 1 | 1 | 0 | 0 | 0 | 0 | 1 | 145 | 0 | 0 | #DIV/0! | 0 | #DIV/0! | #DIV/0! | 0 | 0 | 0 | 0 | 0 | 0 | 145 | 0 | 0 | #DIV/0! | #DIV/0! | 0 | #N/A |  |  |  | #DIV/0! | [7 empty] | 0 | 0 |  |  |  | 0 |  | 1 | 1
| GAZA | MANDLAKAZI | MANDLAKAZI | Depósito D. MANDLAKAZI | [5 empty] | DVS | MoH | LD | 163317.1504 |  | 1 | 1 | 8-16 h | Collection & Delivery | No vaccination | [12 empty] | 2 | 2 | 0 | 0 | 0 | 0 | 1 | 181 | 34.3 | 0 | #DIV/0! | #DIV/0! | #DIV/0! | #DIV/0! | 0 | 0 | 0 | 0 | 0 | 0 | 181 | 34.3 | 0 | #DIV/0! | #DIV/0! | 0 | #N/A |  |  |  | #DIV/0! | [5 empty] | #DIV/0! | #DIV/0! | 0 | #N/A |  |  |  | #DIV/0! |  | 0 | 0
| GAZA | MANDLAKAZI | MANDLAKAZI | Banguene, Manjacaze | [5 empty] | HC | MoH | SP | 3127.8327 |  | 1 | 1 | No | Collection & Delivery | Fixed & Outreach | [12 empty] | 1 | 1 | 0 | 0 | 0 | 0 | 1 | 145 | 0 | 0 | #DIV/0! | 0 | #DIV/0! | #DIV/0! | 0 | 0 | 0 | 0 | 0 | 0 | 145 | 0 | 0 | #DIV/0! | #DIV/0! | 0 | #N/A |  |  |  | #DIV/0! | [7 empty] | 0 | 0 |  |  |  | 0 |  | 1 | 1
| GAZA | MANDLAKAZI | MANDLAKAZI | Betula, Manjacaze | [5 empty] | HC | MoH | SP | 6936.6807 |  | 1 | 1 | <8 h | Collection & Delivery | Fixed & Outreach | [12 empty] | 1 | 1 | 0 | 0 | 0 | 0 | 1 | 145 | 0 | 0 | #DIV/0! | 0 | #DIV/0! | #DIV/0! | 0 | 0 | 0 | 0 | 0 | 0 | 145 | 0 | 0 | #DIV/0! | #DIV/0! | 0 | #N/A |  |  |  | #DIV/0! | [7 empty] | 0 | 0 |  |  |  | 0 |  | 1 | 1
| GAZA | MANDLAKAZI | MANDLAKAZI | C.S Chidenguele, Manjacaze | [5 empty] | HC | MoH | SP | 20328.1214 |  | 1 | 1 | <8 h | Collection & Delivery | Fixed & Outreach | [12 empty] | 1 | 1 | 0 | 0 | 0 | 0 | 1 | 145 | 0 | 0 | #DIV/0! | 0 | #DIV/0! | #DIV/0! | 0 | 0 | 0 | 0 | 0 | 0 | 145 | 0 | 0 | #DIV/0! | #DIV/0! | 0 | #N/A |  |  |  | #DIV/0! | [7 empty] | 0 | 0 |  |  |  | 0 |  | 1 | 1
| GAZA | MANDLAKAZI | MANDLAKAZI | C.S Manjacaze, Manjacaze | [5 empty] | HC | MoH | SP | 8812.2639 |  | 1 | 1 | <8 h | Collection & Delivery | Fixed & Outreach | [12 empty] | 1 | 1 | 0 | 0 | 0 | 0 | 1 | 36 | 34.3 | 0 | #DIV/0! | 0 | #DIV/0! | #DIV/0! | 0 | 0 | 0 | 0 | 0 | 0 | 36 | 34.3 | 0 | #DIV/0! | #DIV/0! | 0 | #N/A |  |  |  | #DIV/0! | [7 empty] | 0 | 0 |  |  |  | 0 |  | 1 | 1
| GAZA | MANDLAKAZI | MANDLAKAZI | C.S Mausse, Manjacaze | [5 empty] | HC | MoH | SP | 6254.735 |  | 1 | 1 | No | Collection & Delivery | Fixed & Outreach | [12 empty] | 1 | 1 | 0 | 0 | 0 | 0 | 1 | 145 | 0 | 0 | #DIV/0! | 0 | #DIV/0! | #DIV/0! | 0 | 0 | 0 | 0 | 0 | 0 | 145 | 0 | 0 | #DIV/0! | #DIV/0! | 0 | #N/A |  |  |  | #DIV/0! | [7 empty] | 0 | 0 |  |  |  | 0 |  | 1 | 1
| GAZA | MANDLAKAZI | MANDLAKAZI | Chibondzane, Manjacaze | [5 empty] | HC | MoH | SP | 8670.8508 |  | 1 | 1 | <8 h | Collection & Delivery | Fixed & Outreach | [12 empty] | 1 | 1 | 0 | 0 | 0 | 0 | 1 | 0 | 0 | 0 | #DIV/0! | 0 | #DIV/0! | #DIV/0! | 1 | 0 | 0 | 0 | 0 | 1 | 0 | 0 | 0 | #DIV/0! | #DIV/0! | 0 | #N/A |  |  |  | #DIV/0! | [7 empty] | 0 | 0 |  |  |  | 0 |  | 1 | 1
| GAZA | MANDLAKAZI | MANDLAKAZI | Cucuine, Manjacaze | [5 empty] | HC | MoH | SP | 4034.9228 |  | 1 | 1 | No | Collection & Delivery | Fixed & Outreach | [12 empty] | 1 | 1 | 0 | 0 | 0 | 0 | 1 | 145 | 0 | 0 | #DIV/0! | 0 | #DIV/0! | #DIV/0! | 0 | 0 | 0 | 0 | 0 | 0 | 145 | 0 | 0 | #DIV/0! | #DIV/0! | 0 | #N/A |  |  |  | #DIV/0! | [7 empty] | 0 | 0 |  |  |  | 0 |  | 1 | 1
| GAZA | MANDLAKAZI | MANDLAKAZI | Dengoine, Manjacaze | [5 empty] | HC | MoH | SP | 9302.5577 |  | 1 | 1 | <8 h | Collection & Delivery | Fixed & Outreach | [12 empty] | 1 | 1 | 0 | 0 | 0 | 0 | 1 | 36 | 34.3 | 0 | #DIV/0! | 0 | #DIV/0! | #DIV/0! | 0 | 0 | 0 | 0 | 0 | 0 | 36 | 34.3 | 0 | #DIV/0! | #DIV/0! | 0 | #N/A |  |  |  | #DIV/0! | [7 empty] | 0 | 0 |  |  |  | 0 |  | 1 | 1
| GAZA | MANDLAKAZI | MANDLAKAZI | Incadine, Manjacaze | [5 empty] | HC | MoH | SP | 7818.6513 |  | 1 | 1 | <8 h | Collection & Delivery | Fixed & Outreach | [12 empty] | 1 | 1 | 0 | 0 | 0 | 0 | 1 | 36 | 34.3 | 0 | #DIV/0! | 0 | #DIV/0! | #DIV/0! | 0 | 0 | 0 | 0 | 0 | 0 | 36 | 34.3 | 0 | #DIV/0! | #DIV/0! | 0 | #N/A |  |  |  | #DIV/0! | [7 empty] | 0 | 0 |  |  |  | 0 |  | 1 | 1
| GAZA | MANDLAKAZI | MANDLAKAZI | Larangeira, Manjacaze | [5 empty] | HC | MoH | SP | 5722.5755 |  | 1 | 1 | <8 h | Collection & Delivery | Fixed & Outreach | [12 empty] | 1 | 1 | 0 | 0 | 0 | 0 | 1 | 145 | 0 | 0 | #DIV/0! | 0 | #DIV/0! | #DIV/0! | 0 | 0 | 0 | 0 | 0 | 0 | 145 | 0 | 0 | #DIV/0! | #DIV/0! | 0 | #N/A |  |  |  | #DIV/0! | [7 empty] | 0 | 0 |  |  |  | 0 |  | 1 | 1
| GAZA | MANDLAKAZI | MANDLAKAZI | Macasselane, Manjacaze | [5 empty] | HC | MoH | SP | 6069.5956 |  | 1 | 1 | No | Collection & Delivery | Fixed & Outreach | [12 empty] | 1 | 1 | 0 | 0 | 0 | 0 | 1 | 145 | 0 | 0 | #DIV/0! | 0 | #DIV/0! | #DIV/0! | 0 | 0 | 0 | 0 | 0 | 0 | 145 | 0 | 0 | #DIV/0! | #DIV/0! | 0 | #N/A |  |  |  | #DIV/0! | [7 empty] | 0 | 0 |  |  |  | 0 |  | 1 | 1
| GAZA | MANDLAKAZI | MANDLAKAZI | Macuacua, Manjacaze | [5 empty] | HC | MoH | SP | 14073.3864 |  | 1 | 1 | <8 h | Collection & Delivery | Fixed & Outreach | [12 empty] | 1 | 1 | 0 | 0 | 0 | 0 | 1 | 55.5 | 0 | 0 | #DIV/0! | 0 | #DIV/0! | #DIV/0! | 0 | 0 | 0 | 0 | 0 | 0 | 55.5 | 0 | 0 | #DIV/0! | #DIV/0! | 0 | #N/A |  |  |  | #DIV/0! | [7 empty] | 0 | 0 |  |  |  | 0 |  | 1 | 1
| GAZA | MANDLAKAZI | MANDLAKAZI | Macupulane, Manjacaze | [5 empty] | HC | MoH | SP | 6724.5612 |  | 1 | 1 | No | Collection & Delivery | Fixed & Outreach | [12 empty] | 1 | 1 | 0 | 0 | 0 | 0 | 1 | 55.5 | 0 | 0 | #DIV/0! | 0 | #DIV/0! | #DIV/0! | 0 | 0 | 0 | 0 | 0 | 0 | 55.5 | 0 | 0 | #DIV/0! | #DIV/0! | 0 | #N/A |  |  |  | #DIV/0! | [7 empty] | 0 | 0 |  |  |  | 0 |  | 1 | 1
| GAZA | MANDLAKAZI | MANDLAKAZI | Mangunze, Manjacaze | [5 empty] | HC | MoH | SP | 17471.0202 |  | 1 | 1 | No | Collection & Delivery | Fixed & Outreach | [12 empty] | 1 | 1 | 0 | 0 | 0 | 0 | 1 | 55.5 | 0 | 0 | #DIV/0! | 0 | #DIV/0! | #DIV/0! | 0 | 0 | 0 | 0 | 0 | 0 | 55.5 | 0 | 0 | #DIV/0! | #DIV/0! | 0 | #N/A |  |  |  | #DIV/0! | [7 empty] | 0 | 0 |  |  |  | 0 |  | 1 | 1
| GAZA | MANDLAKAZI | MANDLAKAZI | Manhique, Manjacaze | [5 empty] | HC | MoH | SP | 5317.8738 |  | 1 | 1 | No | Collection & Delivery | Fixed & Outreach | [12 empty] | 1 | 1 | 0 | 0 | 0 | 0 | 1 | 55.5 | 0 | 0 | #DIV/0! | 0 | #DIV/0! | #DIV/0! | 0 | 0 | 0 | 0 | 0 | 0 | 55.5 | 0 | 0 | #DIV/0! | #DIV/0! | 0 | #N/A |  |  |  | #DIV/0! | [7 empty] | 0 | 0 |  |  |  | 0 |  | 1 | 1
| GAZA | MANDLAKAZI | MANDLAKAZI | Matsinhane, Manjacaze | [5 empty] | HC | MoH | SP | 7046.4618 |  | 1 | 1 | No | Collection & Delivery | Fixed & Outreach | [12 empty] | 1 | 1 | 0 | 0 | 0 | 0 | 1 | 55.5 | 0 | 0 | #DIV/0! | 0 | #DIV/0! | #DIV/0! | 0 | 0 | 0 | 0 | 0 | 0 | 55.5 | 0 | 0 | #DIV/0! | #DIV/0! | 0 | #N/A |  |  |  | #DIV/0! | [7 empty] | 0 | 0 |  |  |  | 0 |  | 1 | 1
| GAZA | MANDLAKAZI | MANDLAKAZI | Msavelene, Manjacaze | [5 empty] | HC | MoH | SP | 4690.8187 |  | 1 | 1 | No | Collection & Delivery | Fixed & Outreach | [12 empty] | 1 | 1 | 0 | 0 | 0 | 0 | 1 | 55.5 | 0 | 0 | #DIV/0! | 0 | #DIV/0! | #DIV/0! | 0 | 0 | 0 | 0 | 0 | 0 | 55.5 | 0 | 0 | #DIV/0! | #DIV/0! | 0 | #N/A |  |  |  | #DIV/0! | [7 empty] | 0 | 0 |  |  |  | 0 |  | 1 | 1
| GAZA | MANDLAKAZI | MANDLAKAZI | Muzamane, Manjacaze | [5 empty] | HC | MoH | SP | 6335.6754 |  | 1 | 1 | <8 h | Collection & Delivery | Fixed & Outreach | [12 empty] | 1 | 1 | 0 | 0 | 0 | 0 | 1 | 55.5 | 0 | 0 | #DIV/0! | 0 | #DIV/0! | #DIV/0! | 0 | 0 | 0 | 0 | 0 | 0 | 55.5 | 0 | 0 | #DIV/0! | #DIV/0! | 0 | #N/A |  |  |  | #DIV/0! | [7 empty] | 0 | 0 |  |  |  | 0 |  | 1 | 1
| GAZA | MANDLAKAZI | MANDLAKAZI | Ndolene | [5 empty] | HC | MoH | SP | 5178.3214 |  | 1 | 1 | No | Collection & Delivery | Fixed & Outreach | [12 empty] | 1 | 1 | 0 | 0 | 0 | 0 | 1 | 55.5 | 0 | 0 | #DIV/0! | 0 | #DIV/0! | #DIV/0! | 0 | 0 | 0 | 0 | 0 | 0 | 55.5 | 0 | 0 | #DIV/0! | #DIV/0! | 0 | #N/A |  |  |  | #DIV/0! | [7 empty] | 0 | 0 |  |  |  | 0 |  | 1 | 1
| GAZA | MANDLAKAZI | MANDLAKAZI | Tavane, Manjacaze | [5 empty] | HC | MoH | SP | 9400.2443 |  | 1 | 1 | No | Collection & Delivery | Fixed & Outreach | [12 empty] | 1 | 1 | 0 | 0 | 0 | 0 | 1 | 55.5 | 0 | 0 | #DIV/0! | 0 | #DIV/0! | #DIV/0! | 0 | 0 | 0 | 0 | 0 | 0 | 55.5 | 0 | 0 | #DIV/0! | #DIV/0! | 0 | #N/A |  |  |  | #DIV/0! | [7 empty] | 0 | 0 |  |  |  | 0 |  | 1 | 1
| GAZA | CHIBUTO | CHIBUTO | Depósito D. CHIBUTO | [5 empty] | DVS | MoH | LD | 234253 |  | 1 | 1 | 8-16 h | Collection & Delivery | No vaccination | [12 empty] | 3 | 3 | 0 | 0 | 0 | 0 | 1 | 166.5 | 0 | 0 | #DIV/0! | #DIV/0! | #DIV/0! | #DIV/0! | 0 | 0 | 0 | 0 | 0 | 0 | 166.5 | 0 | 0 | #DIV/0! | #DIV/0! | 0 | #N/A |  |  |  | #DIV/0! | [5 empty] | Extens_Electric | #DIV/0! | 0 | #N/A |  |  |  | 0 |  | 0 | 0
| GAZA | CHIBUTO | CHIBUTO | Alto Changane, Chibuto | [5 empty] | HC | MoH | SP | 6732.9343 |  | 1 | 1 | No | Collection & Delivery | Fixed & Outreach | [12 empty] | 1 | 1 | 0 | 0 | 0 | 0 | 1 | 55.5 | 0 | 0 | #DIV/0! | 0 | #DIV/0! | #DIV/0! | 0 | 0 | 0 | 0 | 0 | 0 | 55.5 | 0 | 0 | #DIV/0! | #DIV/0! | 0 | #N/A |  |  |  | #DIV/0! | [7 empty] | 0 | 0 |  |  |  | 0 |  | 1 | 1
| GAZA | CHIBUTO | CHIBUTO | C.S Chibuto, Chibuto | [5 empty] | HC | MoH | SP | 51201.7464 |  | 1 | 1 | <8 h | Collection & Delivery | Fixed & Outreach | [12 empty] | 1 | 1 | 0 | 0 | 0 | 0 | 1 | 55.5 | 0 | 0 | #DIV/0! | 0 | #DIV/0! | #DIV/0! | 0 | 0 | 0 | 0 | 0 | 0 | 55.5 | 0 | 0 | #DIV/0! | #DIV/0! | 0 | #N/A |  |  |  | #DIV/0! | [7 empty] | 0 | 0 |  |  |  | 0 |  | 1 | 1
| GAZA | CHIBUTO | CHIBUTO | C.S Vila do Milénio, Chibuto | [5 empty] | HC | MoH | SP | 11721.4646 |  | 1 | 1 | <8 h | Collection & Delivery | Fixed & Outreach | [12 empty] | 1 | 1 | 0 | 0 | 0 | 0 | 1 | 55.5 | 0 | 0 | #DIV/0! | 0 | #DIV/0! | #DIV/0! | 0 | 0 | 0 | 0 | 0 | 0 | 55.5 | 0 | 0 | #DIV/0! | #DIV/0! | 0 | #N/A |  |  |  | #DIV/0! | [7 empty] | 0 | 0 |  |  |  | 0 |  | 1 | 1
| GAZA | CHIBUTO | CHIBUTO | Chamite, Chibuto | [5 empty] | HC | MoH | SP | 15934.084 |  | 1 | 1 | <8 h | Collection & Delivery | Fixed & Outreach | [12 empty] | 1 | 1 | 0 | 0 | 0 | 0 | 1 | 55.5 | 0 | 0 | #DIV/0! | 0 | #DIV/0! | #DIV/0! | 0 | 0 | 0 | 0 | 0 | 0 | 55.5 | 0 | 0 | #DIV/0! | #DIV/0! | 0 | #N/A |  |  |  | #DIV/0! | [7 empty] | 0 | 0 |  |  |  | 0 |  | 1 | 1
| GAZA | CHIBUTO | CHIBUTO | Changanine, Chibuto | [5 empty] | HC | MoH | SP | 9390.0105 |  | 1 | 1 | No | Collection & Delivery | Fixed & Outreach | [12 empty] | 1 | 1 | 0 | 0 | 0 | 0 | 1 | 55.5 | 0 | 0 | #DIV/0! | 0 | #DIV/0! | #DIV/0! | 0 | 0 | 0 | 0 | 0 | 0 | 55.5 | 0 | 0 | #DIV/0! | #DIV/0! | 0 | #N/A |  |  |  | #DIV/0! | [7 empty] | 0 | 0 |  |  |  | 0 |  | 1 | 1
| GAZA | CHIBUTO | CHIBUTO | Chimundo, Chibuto | [5 empty] | HC | MoH | SP | 9516.5379 |  | 1 | 1 | <8 h | Collection & Delivery | Fixed & Outreach | [12 empty] | 1 | 1 | 0 | 0 | 0 | 0 | 1 | 55.5 | 0 | 0 | #DIV/0! | 0 | #DIV/0! | #DIV/0! | 0 | 0 | 0 | 0 | 0 | 0 | 55.5 | 0 | 0 | #DIV/0! | #DIV/0! | 0 | #N/A |  |  |  | #DIV/0! | [7 empty] | 0 | 0 |  |  |  | 0 |  | 1 | 1
| GAZA | CHIBUTO | CHIBUTO | Chipadja, Chibuto | [5 empty] | HC | MoH | SP | 8186.1391 |  | 1 | 1 | No | Collection & Delivery | Fixed & Outreach | [12 empty] | 1 | 1 | 0 | 0 | 0 | 0 | 1 | 55.5 | 0 | 0 | #DIV/0! | 0 | #DIV/0! | #DIV/0! | 0 | 0 | 0 | 0 | 0 | 0 | 55.5 | 0 | 0 | #DIV/0! | #DIV/0! | 0 | #N/A |  |  |  | #DIV/0! | [7 empty] | 0 | 0 |  |  |  | 0 |  | 1 | 1
| GAZA | CHIBUTO | CHIBUTO | Coca Missava, Chibuto | [5 empty] | HC | MoH | SP | 16198.303 |  | 1 | 1 | <8 h | Collection & Delivery | Fixed & Outreach | [12 empty] | 1 | 1 | 0 | 0 | 0 | 0 | 1 | 55.5 | 0 | 0 | #DIV/0! | 0 | #DIV/0! | #DIV/0! | 0 | 0 | 0 | 0 | 0 | 0 | 55.5 | 0 | 0 | #DIV/0! | #DIV/0! | 0 | #N/A |  |  |  | #DIV/0! | [7 empty] | 0 | 0 |  |  |  | 0 |  | 1 | 1
| GAZA | CHIBUTO | CHIBUTO | Maivene, Chibuto | [5 empty] | HC | MoH | SP | 3188.3053 |  | 1 | 1 | No | Collection & Delivery | Fixed & Outreach | [12 empty] | 1 | 1 | 0 | 0 | 0 | 0 | 1 | 55.5 | 0 | 0 | #DIV/0! | 0 | #DIV/0! | #DIV/0! | 0 | 0 | 0 | 0 | 0 | 0 | 55.5 | 0 | 0 | #DIV/0! | #DIV/0! | 0 | #N/A |  |  |  | #DIV/0! | [7 empty] | 0 | 0 |  |  |  | 0 |  | 1 | 1
| GAZA | CHIBUTO | CHIBUTO | Malehice, Chibuto | [5 empty] | HC | MoH | SP | 23561.0835 |  | 1 | 1 | <8 h | Collection & Delivery | Fixed & Outreach | [12 empty] | 1 | 1 | 0 | 0 | 0 | 0 | 1 | 55.5 | 0 | 0 | #DIV/0! | 0 | #DIV/0! | #DIV/0! | 0 | 0 | 0 | 0 | 0 | 0 | 55.5 | 0 | 0 | #DIV/0! | #DIV/0! | 0 | #N/A |  |  |  | #DIV/0! | [7 empty] | 0 | 0 |  |  |  | 0 |  | 1 | 1
| GAZA | CHIBUTO | CHIBUTO | Maqueze, Chibuto | [5 empty] | HC | MoH | SP | 10264.5383 |  | 1 | 1 | No | Collection & Delivery | Fixed & Outreach | [12 empty] | 1 | 1 | 0 | 0 | 0 | 0 | 1 | 55.5 | 0 | 0 | #DIV/0! | 0 | #DIV/0! | #DIV/0! | 0 | 0 | 0 | 0 | 0 | 0 | 55.5 | 0 | 0 | #DIV/0! | #DIV/0! | 0 | #N/A |  |  |  | #DIV/0! | [7 empty] | 0 | 0 |  |  |  | 0 |  | 1 | 1
| GAZA | CHIBUTO | CHIBUTO | Meboi, Chibuto | [5 empty] | HC | MoH | SP | 7215.7853 |  | 1 | 1 | No | Collection & Delivery | Fixed & Outreach | [12 empty] | 1 | 1 | 0 | 0 | 0 | 0 | 1 | 55.5 | 0 | 0 | #DIV/0! | 0 | #DIV/0! | #DIV/0! | 0 | 0 | 0 | 0 | 0 | 0 | 55.5 | 0 | 0 | #DIV/0! | #DIV/0! | 0 | #N/A |  |  |  | #DIV/0! | [7 empty] | 0 | 0 |  |  |  | 0 |  | 1 | 1
| GAZA | CHIBUTO | CHIBUTO | Mukotuone, Chibuto | [5 empty] | HC | MoH | SP | 11109.2951 |  | 1 | 1 | <8 h | Collection & Delivery | Fixed & Outreach | [12 empty] | 1 | 1 | 0 | 0 | 0 | 0 | 1 | 55.5 | 0 | 0 | #DIV/0! | 0 | #DIV/0! | #DIV/0! | 0 | 0 | 0 | 0 | 0 | 0 | 55.5 | 0 | 0 | #DIV/0! | #DIV/0! | 0 | #N/A |  |  |  | #DIV/0! | [7 empty] | 0 | 0 |  |  |  | 0 |  | 1 | 1
| GAZA | CHIBUTO | CHIBUTO | Mussavene, Chibuto | [5 empty] | HC | MoH | SP | 9247.6671 |  | 1 | 1 | <8 h | Collection & Delivery | Fixed & Outreach | [12 empty] | 1 | 1 | 0 | 0 | 0 | 0 | 1 | 55.5 | 0 | 0 | #DIV/0! | 0 | #DIV/0! | #DIV/0! | 0 | 0 | 0 | 0 | 0 | 0 | 55.5 | 0 | 0 | #DIV/0! | #DIV/0! | 0 | #N/A |  |  |  | #DIV/0! | [7 empty] | 0 | 0 |  |  |  | 0 |  | 1 | 1
| GAZA | CHIBUTO | CHIBUTO | Muxaxane, Chibuto | [5 empty] | HC | MoH | SP | 6331.0236 |  | 1 | 1 | <8 h | Collection & Delivery | Fixed & Outreach | [12 empty] | 1 | 1 | 0 | 0 | 0 | 0 | 1 | 55.5 | 0 | 0 | #DIV/0! | 0 | #DIV/0! | #DIV/0! | 0 | 0 | 0 | 0 | 0 | 0 | 55.5 | 0 | 0 | #DIV/0! | #DIV/0! | 0 | #N/A |  |  |  | #DIV/0! | [7 empty] | 0 | 0 |  |  |  | 0 |  | 1 | 1
| GAZA | CHIBUTO | CHIBUTO | Nwavaquene, Chibuto | [5 empty] | HC | MoH | SP | 7139.4967 |  | 1 | 1 | No | Collection & Delivery | Fixed & Outreach | [12 empty] | 3 | 3 | 0 | 0 | 0 | 0 | 1 | 435 | 0 | 0 | #DIV/0! | 0 | #DIV/0! | #DIV/0! | 0 | 0 | 0 | 0 | 0 | 0 | 435 | 0 | 0 | #DIV/0! | #DIV/0! | 0 | #N/A |  |  |  | #DIV/0! | [7 empty] | 0 | 0 |  |  |  | 0 |  | 1 | 1
| GAZA | LIMPOPO | LIMPOPO | Depósito D. LIMPOPO | [5 empty] | DVS | MoH | LD | 164626 |  | 1 | 1 | 8-16 h | Collection & Delivery | No vaccination | [12 empty] | 2 | 2 | 0 | 0 | 0 | 0 | 1 | 181 | 34.3 | 0 | #DIV/0! | #DIV/0! | #DIV/0! | #DIV/0! | 0 | 0 | 0 | 0 | 0 | 0 | 181 | 34.3 | 0 | #DIV/0! | #DIV/0! | 0 | #N/A |  |  |  | #DIV/0! | [5 empty] | #DIV/0! | #DIV/0! | 0 | #N/A |  |  |  | #DIV/0! |  | 0 | 0
| GAZA | LIMPOPO | LIMPOPO | CS Chipenhe | [5 empty] | HC | MoH | SP | 15029 |  | 1 | 1 | No | Collection & Delivery | Fixed & Outreach | [12 empty] | 1 | 1 | 0 | 0 | 0 | 0 | 1 | 145 | 0 | 0 | #DIV/0! | 0 | #DIV/0! | #DIV/0! | 0 | 0 | 0 | 0 | 0 | 0 | 145 | 0 | 0 | #DIV/0! | #DIV/0! | 0 | #N/A |  |  |  | #DIV/0! | [7 empty] | 0 | 0 |  |  |  | 0 |  | 1 | 1
| GAZA | LIMPOPO | LIMPOPO | CS Chissano | [5 empty] | HC | MoH | SP | 13769 |  | 1 | 1 | <8 h | Collection & Delivery | Fixed & Outreach | [12 empty] | 1 | 1 | 0 | 0 | 0 | 0 | 1 | 145 | 0 | 0 | #DIV/0! | 0 | #DIV/0! | #DIV/0! | 0 | 0 | 0 | 0 | 0 | 0 | 145 | 0 | 0 | #DIV/0! | #DIV/0! | 0 | #N/A |  |  |  | #DIV/0! | [7 empty] | 0 | 0 |  |  |  | 0 |  | 1 | 1
| GAZA | LIMPOPO | LIMPOPO | CS Julius Nyerere | [5 empty] | HC | MoH | SP | 12358 |  | 1 | 1 | No | Collection & Delivery | Fixed & Outreach | [12 empty] | 1 | 1 | 0 | 0 | 0 | 0 | 1 | 0 | 0 | 0 | #DIV/0! | 0 | #DIV/0! | #DIV/0! | 0 | 0 | 0 | 0 | 0 | 0 | 0 | 0 | 0 | #DIV/0! | #DIV/0! | 0 | #N/A |  |  |  | #DIV/0! | [7 empty] | 0 | 0 |  |  |  | 0 |  | 1 | 1
| GAZA | LIMPOPO | LIMPOPO | CS Licilo | [5 empty] | HC | MoH | SP | 17480 |  | 1 | 1 | No | Collection & Delivery | Fixed & Outreach | [12 empty] | 1 | 1 | 0 | 0 | 0 | 0 | 1 | 36 | 34.3 | 0 | #DIV/0! | 0 | #DIV/0! | #DIV/0! | 0 | 0 | 0 | 0 | 0 | 0 | 36 | 34.3 | 0 | #DIV/0! | #DIV/0! | 0 | #N/A |  |  |  | #DIV/0! | [7 empty] | 0 | 0 |  |  |  | 0 |  | 1 | 1
| GAZA | LIMPOPO | LIMPOPO | CS Nhabanga | [5 empty] | HC | MoH | SP | 15786 |  | 1 | 1 | No | Collection & Delivery | Fixed & Outreach | [12 empty] | 1 | 1 | 0 | 0 | 0 | 0 | 1 | 145 | 0 | 0 | #DIV/0! | 0 | #DIV/0! | #DIV/0! | 0 | 0 | 0 | 0 | 0 | 0 | 145 | 0 | 0 | #DIV/0! | #DIV/0! | 0 | #N/A |  |  |  | #DIV/0! | [7 empty] | 0 | 0 |  |  |  | 0 |  | 1 | 1
| GAZA | LIMPOPO | LIMPOPO | CS Vladimir Lenine | [5 empty] | HC | MoH | SP | 9435.5976 |  | 1 | 1 | No | Collection & Delivery | Fixed & Outreach | [12 empty] | 1 | 1 | 0 | 0 | 0 | 0 | 1 | 145 | 0 | 0 | #DIV/0! | 0 | #DIV/0! | #DIV/0! | 0 | 0 | 0 | 0 | 0 | 0 | 145 | 0 | 0 | #DIV/0! | #DIV/0! | 0 | #N/A |  |  |  | #DIV/0! | [7 empty] | 0 | 0 |  |  |  | 0 |  | 1 | 1
| GAZA | LIMPOPO | LIMPOPO | CS Zongoene | [5 empty] | HC | MoH | SP | 8091 |  | 1 | 1 | No | Collection & Delivery | Fixed & Outreach | [12 empty] | 1 | 1 | 0 | 0 | 0 | 0 | 1 | 36 | 34.3 | 0 | #DIV/0! | 0 | #DIV/0! | #DIV/0! | 0 | 0 | 0 | 0 | 0 | 0 | 36 | 34.3 | 0 | #DIV/0! | #DIV/0! | 0 | #N/A |  |  |  | #DIV/0! | [7 empty] | 0 | 0 |  |  |  | 0 |  | 1 | 1
| GAZA | LIMPOPO | LIMPOPO | HR Chicumbane | [5 empty] | RH | MoH | SP | 65200 |  | 1 | 1 | <8 h | Collection & Delivery | Fixed & Outreach | [12 empty] | 2 | 2 | 0 | 0 | 0 | 0 | 1 | 290 | 0 | 0 | #DIV/0! | 0 | #DIV/0! | #DIV/0! | 0 | 0 | 0 | 0 | 0 | 0 | 290 | 0 | 0 | #DIV/0! | #DIV/0! | 0 | #N/A |  |  |  | #DIV/0! | [7 empty] | 0 | 0 |  |  |  | 0 |  | 1 | 1
| GAZA | BILENE | BILENE | Depósito D. BILENE | [5 empty] | DVS | MoH | LD | 143588.1736 |  | 1 | 1 | 8-16 h | Collection & Delivery | No vaccination | [12 empty] | 1 | 1 | 1 | 0 | 0 | 0 | 1 | 55.5 | 281 | 0 | #DIV/0! | #DIV/0! | #DIV/0! | #DIV/0! | 0 | 0 | 0 | 0 | 0 | 0 | 55.5 | 281 | 0 | #DIV/0! | #DIV/0! | 0 | #N/A |  |  |  | #DIV/0! | [5 empty] | #DIV/0! | #DIV/0! | 0 | #N/A |  |  |  | #DIV/0! |  | 0 | 0
| GAZA | BILENE | BILENE | C.S Praia, Bilene | [5 empty] | HC | MoH | SP | 7959.134 |  | 1 | 1 | <8 h | Collection & Delivery | Fixed & Outreach | [12 empty] | 1 | 1 | 0 | 0 | 0 | 0 | 1 | 55.5 | 0 | 0 | #DIV/0! | 0 | #DIV/0! | #DIV/0! | 0 | 0 | 0 | 0 | 0 | 0 | 55.5 | 0 | 0 | #DIV/0! | #DIV/0! | 0 | #N/A |  |  |  | #DIV/0! | [7 empty] | 0 | 0 |  |  |  | 0 |  | 1 | 1
| GAZA | BILENE | BILENE | Chissano, Bilene | [5 empty] | HC | MoH | SP | 4511.2613 |  | 1 | 1 | <8 h | Collection & Delivery | Fixed & Outreach | [12 empty] | 1 | 1 | 0 | 0 | 0 | 0 | 1 | 36 | 34.3 | 0 | #DIV/0! | 0 | #DIV/0! | #DIV/0! | 0 | 0 | 0 | 0 | 0 | 0 | 36 | 34.3 | 0 | #DIV/0! | #DIV/0! | 0 | #N/A |  |  |  | #DIV/0! | [7 empty] | 0 | 0 |  |  |  | 0 |  | 1 | 1
| GAZA | BILENE | BILENE | Incaia, Bilene | [5 empty] | HC | MoH | SP | 13250.958 |  | 1 | 1 | <8 h | Collection & Delivery | Fixed & Outreach | [12 empty] | 1 | 1 | 0 | 0 | 0 | 0 | 1 | 55.5 | 0 | 0 | #DIV/0! | 0 | #DIV/0! | #DIV/0! | 0 | 0 | 0 | 0 | 0 | 0 | 55.5 | 0 | 0 | #DIV/0! | #DIV/0! | 0 | #N/A |  |  |  | #DIV/0! | [7 empty] | 0 | 0 |  |  |  | 0 |  | 1 | 1
| GAZA | BILENE | BILENE | Licilo, Bilene | [5 empty] | HC | MoH | SP | 17100.7414 |  | 1 | 1 | <8 h | Collection & Delivery | Fixed & Outreach | [12 empty] | 1 | 1 | 0 | 0 | 0 | 0 | 1 | 36 | 34.3 | 0 | #DIV/0! | 0 | #DIV/0! | #DIV/0! | 0 | 0 | 0 | 0 | 0 | 0 | 36 | 34.3 | 0 | #DIV/0! | #DIV/0! | 0 | #N/A |  |  |  | #DIV/0! | [7 empty] | 0 | 0 |  |  |  | 0 |  | 1 | 1
| GAZA | BILENE | BILENE | Macia, Bilene | [5 empty] | HC | MoH | SP | 44067.8318 |  | 1 | 1 | <8 h | Collection & Delivery | Fixed & Outreach | [12 empty] | 1 | 1 | 0 | 0 | 0 | 0 | 1 | 55.5 | 0 | 0 | #DIV/0! | 0 | #DIV/0! | #DIV/0! | 0 | 0 | 0 | 0 | 0 | 0 | 55.5 | 0 | 0 | #DIV/0! | #DIV/0! | 0 | #N/A |  |  |  | #DIV/0! | [7 empty] | 0 | 0 |  |  |  | 0 |  | 1 | 1
| GAZA | BILENE | BILENE | Mamonho, Bilene | [5 empty] | HC | MoH | SP | 4399.6195 |  | 1 | 1 | No | Collection & Delivery | Fixed & Outreach | [12 empty] | 1 | 1 | 0 | 0 | 0 | 0 | 1 | 55.5 | 0 | 0 | #DIV/0! | 0 | #DIV/0! | #DIV/0! | 0 | 0 | 0 | 0 | 0 | 0 | 55.5 | 0 | 0 | #DIV/0! | #DIV/0! | 0 | #N/A |  |  |  | #DIV/0! | [7 empty] | 0 | 0 |  |  |  | 0 |  | 1 | 1
| GAZA | BILENE | BILENE | Mangol, Bilene | [5 empty] | HC | MoH | SP | 2629.1657 |  | 1 | 1 | No | Collection & Delivery | Fixed & Outreach | [12 empty] | 1 | 1 | 0 | 0 | 0 | 0 | 1 | 55.5 | 0 | 0 | #DIV/0! | 0 | #DIV/0! | #DIV/0! | 0 | 0 | 0 | 0 | 0 | 0 | 55.5 | 0 | 0 | #DIV/0! | #DIV/0! | 0 | #N/A |  |  |  | #DIV/0! | [7 empty] | 0 | 0 |  |  |  | 0 |  | 1 | 1
| GAZA | BILENE | BILENE | Mazivila, Bilene | [5 empty] | HC | MoH | SP | 14546.0035 |  | 1 | 1 | <8 h | Collection & Delivery | Fixed & Outreach | [12 empty] | 1 | 1 | 0 | 0 | 0 | 0 | 1 | 55.5 | 0 | 0 | #DIV/0! | 0 | #DIV/0! | #DIV/0! | 0 | 0 | 0 | 0 | 0 | 0 | 55.5 | 0 | 0 | #DIV/0! | #DIV/0! | 0 | #N/A |  |  |  | #DIV/0! | [7 empty] | 0 | 0 |  |  |  | 0 |  | 1 | 1
| GAZA | BILENE | BILENE | Messano, Bilene | [5 empty] | HC | MoH | SP | 21944.1372 |  | 1 | 1 | <8 h | Collection & Delivery | Fixed & Outreach | [12 empty] | 1 | 1 | 0 | 0 | 0 | 0 | 1 | 55.5 | 0 | 0 | #DIV/0! | 0 | #DIV/0! | #DIV/0! | 0 | 0 | 0 | 0 | 0 | 0 | 55.5 | 0 | 0 | #DIV/0! | #DIV/0! | 0 | #N/A |  |  |  | #DIV/0! | [7 empty] | 0 | 0 |  |  |  | 0 |  | 1 | 1
| GAZA | BILENE | BILENE | Olombe, Bilene | [5 empty] | HC | MoH | SP | 10668.3097 |  | 1 | 1 | No | Collection & Delivery | Fixed & Outreach | [12 empty] | 1 | 1 | 0 | 0 | 0 | 0 | 1 | 55.5 | 0 | 0 | #DIV/0! | 0 | #DIV/0! | #DIV/0! | 0 | 0 | 0 | 0 | 0 | 0 | 55.5 | 0 | 0 | #DIV/0! | #DIV/0! | 0 | #N/A |  |  |  | #DIV/0! | [7 empty] | 0 | 0 |  |  |  | 0 |  | 1 | 1
| GAZA | BILENE | BILENE | Tuane, Bilene | [5 empty] | HC | MoH | SP | 2511.0114 |  | 1 | 1 | No | Collection & Delivery | Fixed & Outreach | [12 empty] | 1 | 1 | 0 | 0 | 0 | 0 | 1 | 36 | 34.3 | 0 | #DIV/0! | 0 | #DIV/0! | #DIV/0! | 0 | 0 | 0 | 0 | 0 | 0 | 36 | 34.3 | 0 | #DIV/0! | #DIV/0! | 0 | #N/A |  |  |  | #DIV/0! | [7 empty] | 0 | 0 |  |  |  | 0 |  | 1 | 1
| GAZA | CHOKWÉ | CHOKWÉ | Depósito D. CHOKWÉ | [5 empty] | DVS | MoH | LD | 269411 |  | 1 | 1 | 8-16 h | Collection & Delivery | No vaccination | [12 empty] | 1 | 1 | 0 | 0 | 0 | 0 | 1 | 0 | 0 | 0 | #DIV/0! | #DIV/0! | #DIV/0! | #DIV/0! | 1 | 0 | 0 | 0 | 0 | 1 | 0 | 0 | 0 | #DIV/0! | #DIV/0! | 0 | #N/A |  |  |  | #DIV/0! | [5 empty] | Extens_Electric | #DIV/0! | 0 | #N/A |  |  |  | 0 |  | 0 | 0
| GAZA | CHOKWÉ | CHOKWÉ | 25 Setembro, Chokwe | [5 empty] | HC | MoH | SP | 3655.3404 |  | 1 | 1 | <8 h | Collection & Delivery | Fixed & Outreach | [12 empty] | 1 | 1 | 0 | 0 | 0 | 0 | 1 | 36 | 34.3 | 0 | #DIV/0! | 0 | #DIV/0! | #DIV/0! | 0 | 0 | 0 | 0 | 0 | 0 | 36 | 34.3 | 0 | #DIV/0! | #DIV/0! | 0 | #N/A |  |  |  | #DIV/0! | [7 empty] | 0 | 0 |  |  |  | 0 |  | 1 | 1
| GAZA | CHOKWÉ | CHOKWÉ | C.S 3º Bairro, Chókwè | [5 empty] | HC | MoH | SP | 16182.4871 |  | 1 | 1 | <8 h | Collection & Delivery | Fixed & Outreach | [12 empty] | 1 | 1 | 0 | 0 | 0 | 0 | 1 | 55.5 | 0 | 0 | #DIV/0! | 0 | #DIV/0! | #DIV/0! | 0 | 0 | 0 | 0 | 0 | 0 | 55.5 | 0 | 0 | #DIV/0! | #DIV/0! | 0 | #N/A |  |  |  | #DIV/0! | [7 empty] | 0 | 0 |  |  |  | 0 |  | 1 | 1
| GAZA | CHOKWÉ | CHOKWÉ | C.S de Chókwè, Chókwè | [5 empty] | HC | MoH | SP | 52123.7221 |  | 1 | 1 | <8 h | Collection & Delivery | Fixed & Outreach | [12 empty] | 1 | 1 | 0 | 0 | 0 | 0 | 1 | 55.5 | 0 | 0 | #DIV/0! | 0 | #DIV/0! | #DIV/0! | 0 | 0 | 0 | 0 | 0 | 0 | 55.5 | 0 | 0 | #DIV/0! | #DIV/0! | 0 | #N/A |  |  |  | #DIV/0! | [7 empty] | 0 | 0 |  |  |  | 0 |  | 1 | 1
| GAZA | CHOKWÉ | CHOKWÉ | C.S Lionde, Chókwè | [5 empty] | HC | MoH | SP | 13226.7689 |  | 1 | 1 | <8 h | Collection & Delivery | Fixed & Outreach | [12 empty] | 1 | 1 | 0 | 0 | 0 | 0 | 1 | 55.5 | 0 | 0 | #DIV/0! | 0 | #DIV/0! | #DIV/0! | 0 | 0 | 0 | 0 | 0 | 0 | 55.5 | 0 | 0 | #DIV/0! | #DIV/0! | 0 | #N/A |  |  |  | #DIV/0! | [7 empty] | 0 | 0 |  |  |  | 0 |  | 1 | 1
| GAZA | CHOKWÉ | CHOKWÉ | C.S malhazine | [5 empty] | HC | MoH | SP | 2036.5335 |  | 1 | 1 | <8 h | Collection & Delivery | Fixed & Outreach | [12 empty] | 1 | 1 | 0 | 0 | 0 | 0 | 1 | 55.5 | 0 | 0 | #DIV/0! | 0 | #DIV/0! | #DIV/0! | 0 | 0 | 0 | 0 | 0 | 0 | 55.5 | 0 | 0 | #DIV/0! | #DIV/0! | 0 | #N/A |  |  |  | #DIV/0! | [7 empty] | 0 | 0 |  |  |  | 0 |  | 1 | 1
| GAZA | CHOKWÉ | CHOKWÉ | Centro de saude de macaretane | [5 empty] | HC | MoH | SP | 2310.0561 |  | 1 | 1 | <8 h | Collection & Delivery | Fixed & Outreach | [12 empty] | 1 | 1 | 0 | 0 | 0 | 0 | 1 | 55.5 | 0 | 0 | #DIV/0! | 0 | #DIV/0! | #DIV/0! | 0 | 0 | 0 | 0 | 0 | 0 | 55.5 | 0 | 0 | #DIV/0! | #DIV/0! | 0 | #N/A |  |  |  | #DIV/0! | [7 empty] | 0 | 0 |  |  |  | 0 |  | 1 | 1
| GAZA | CHOKWÉ | CHOKWÉ | Chalucuane, Chókwè | [5 empty] | HC | MoH | SP | 21337.5498 |  | 1 | 1 | <8 h | Collection & Delivery | Fixed & Outreach | [12 empty] | 1 | 1 | 0 | 0 | 0 | 0 | 1 | 55.5 | 0 | 0 | #DIV/0! | 0 | #DIV/0! | #DIV/0! | 0 | 0 | 0 | 0 | 0 | 0 | 55.5 | 0 | 0 | #DIV/0! | #DIV/0! | 0 | #N/A |  |  |  | #DIV/0! | [7 empty] | 0 | 0 |  |  |  | 0 |  | 1 | 1
| GAZA | CHOKWÉ | CHOKWÉ | Chiaquelane, Chókwè | [5 empty] | HC | MoH | SP | 7362.7804 |  | 1 | 1 | <8 h | Collection & Delivery | Fixed & Outreach | [12 empty] | 1 | 1 | 0 | 0 | 0 | 0 | 1 | 55.5 | 0 | 0 | #DIV/0! | 0 | #DIV/0! | #DIV/0! | 0 | 0 | 0 | 0 | 0 | 0 | 55.5 | 0 | 0 | #DIV/0! | #DIV/0! | 0 | #N/A |  |  |  | #DIV/0! | [7 empty] | 0 | 0 |  |  |  | 0 |  | 1 | 1
| GAZA | CHOKWÉ | CHOKWÉ | Chilembene, Chókwè | [5 empty] | HC | MoH | SP | 13551.4607 |  | 1 | 1 | <8 h | Collection & Delivery | Fixed & Outreach | [12 empty] | 1 | 1 | 0 | 0 | 0 | 0 | 1 | 55.5 | 0 | 0 | #DIV/0! | 0 | #DIV/0! | #DIV/0! | 0 | 0 | 0 | 0 | 0 | 0 | 55.5 | 0 | 0 | #DIV/0! | #DIV/0! | 0 | #N/A |  |  |  | #DIV/0! | [7 empty] | 0 | 0 |  |  |  | 0 |  | 1 | 1
| GAZA | CHOKWÉ | CHOKWÉ | Conhane, Chókwè | [5 empty] | HC | MoH | SP | 7362.7804 |  | 1 | 1 | <8 h | Collection & Delivery | Fixed & Outreach | [12 empty] | 1 | 1 | 0 | 0 | 0 | 0 | 1 | 80.5 | 0 | 0 | #DIV/0! | 0 | #DIV/0! | #DIV/0! | 0 | 0 | 0 | 0 | 0 | 0 | 80.5 | 0 | 0 | #DIV/0! | #DIV/0! | 0 | #N/A |  |  |  | #DIV/0! | [7 empty] | 0 | 0 |  |  |  | 0 |  | 1 | 1
| GAZA | CHOKWÉ | CHOKWÉ | Cumba, Chókwè | [5 empty] | HC | MoH | SP | 2240.2799 |  | 1 | 1 | No | Collection & Delivery | Fixed & Outreach | [12 empty] | 1 | 1 | 0 | 0 | 0 | 0 | 1 | 80.5 | 0 | 0 | #DIV/0! | 0 | #DIV/0! | #DIV/0! | 0 | 0 | 0 | 0 | 0 | 0 | 80.5 | 0 | 0 | #DIV/0! | #DIV/0! | 0 | #N/A |  |  |  | #DIV/0! | [7 empty] | 0 | 0 |  |  |  | 0 |  | 1 | 1
| GAZA | CHOKWÉ | CHOKWÉ | Hokwe, Chókwè | [5 empty] | HC | MoH | SP | 13204.4406 |  | 1 | 1 | <8 h | Collection & Delivery | Fixed & Outreach | [12 empty] | 1 | 1 | 0 | 0 | 0 | 0 | 1 | 80.5 | 0 | 0 | #DIV/0! | 0 | #DIV/0! | #DIV/0! | 0 | 0 | 0 | 0 | 0 | 0 | 80.5 | 0 | 0 | #DIV/0! | #DIV/0! | 0 | #N/A |  |  |  | #DIV/0! | [7 empty] | 0 | 0 |  |  |  | 0 |  | 1 | 1
| GAZA | CHOKWÉ | CHOKWÉ | Machua, Chókwè | [5 empty] | HC | MoH | SP | 19243.3347 |  | 1 | 1 | No | Collection & Delivery | Fixed & Outreach | [12 empty] | 1 | 1 | 0 | 0 | 0 | 0 | 1 | 80.5 | 0 | 0 | #DIV/0! | 0 | #DIV/0! | #DIV/0! | 0 | 0 | 0 | 0 | 0 | 0 | 80.5 | 0 | 0 | #DIV/0! | #DIV/0! | 0 | #N/A |  |  |  | #DIV/0! | [7 empty] | 0 | 0 |  |  |  | 0 |  | 1 | 1
| GAZA | CHOKWÉ | CHOKWÉ | Manjangue, Chókwè | [5 empty] | HC | MoH | SP | 13864.9882 |  | 1 | 1 | <8 h | Collection & Delivery | Fixed & Outreach | [12 empty] | 1 | 1 | 0 | 0 | 0 | 0 | 1 | 55.5 | 0 | 0 | #DIV/0! | 0 | #DIV/0! | #DIV/0! | 0 | 0 | 0 | 0 | 0 | 0 | 55.5 | 0 | 0 | #DIV/0! | #DIV/0! | 0 | #N/A |  |  |  | #DIV/0! | [7 empty] | 0 | 0 |  |  |  | 0 |  | 1 | 1
| GAZA | CHOKWÉ | CHOKWÉ | Mapapa, Chókwè | [5 empty] | HC | MoH | SP | 7898.6613 |  | 1 | 1 | <8 h | Collection & Delivery | Fixed & Outreach | [12 empty] | 1 | 1 | 0 | 0 | 0 | 0 | 1 | 36 | 34.3 | 0 | #DIV/0! | 0 | #DIV/0! | #DIV/0! | 0 | 0 | 0 | 0 | 0 | 0 | 36 | 34.3 | 0 | #DIV/0! | #DIV/0! | 0 | #N/A |  |  |  | #DIV/0! | [7 empty] | 0 | 0 |  |  |  | 0 |  | 1 | 1
| GAZA | CHOKWÉ | CHOKWÉ | Massavasse, Chókwè | [5 empty] | HC | MoH | SP | 9418.8513 |  | 1 | 1 | <8 h | Collection & Delivery | Fixed & Outreach | [12 empty] | 1 | 1 | 0 | 0 | 0 | 0 | 1 | 80.5 | 0 | 0 | #DIV/0! | 0 | #DIV/0! | #DIV/0! | 0 | 0 | 0 | 0 | 0 | 0 | 80.5 | 0 | 0 | #DIV/0! | #DIV/0! | 0 | #N/A |  |  |  | #DIV/0! | [7 empty] | 0 | 0 |  |  |  | 0 |  | 1 | 1
| GAZA | CHOKWÉ | CHOKWÉ | Muianga, Chókwè | [5 empty] | HC | MoH | SP | 3037.5888 |  | 1 | 1 | <8 h | Collection & Delivery | Fixed & Outreach | [12 empty] | 1 | 1 | 0 | 0 | 0 | 0 | 1 | 55.5 | 0 | 0 | #DIV/0! | 0 | #DIV/0! | #DIV/0! | 0 | 0 | 0 | 0 | 0 | 0 | 55.5 | 0 | 0 | #DIV/0! | #DIV/0! | 0 | #N/A |  |  |  | #DIV/0! | [7 empty] | 0 | 0 |  |  |  | 0 |  | 1 | 1
| GAZA | CHOKWÉ | CHOKWÉ | Nwachicoluane, Chókwè | [5 empty] | HC | MoH | SP | 2684.0563 |  | 1 | 1 | <8 h | Collection & Delivery | Fixed & Outreach | [12 empty] | 1 | 1 | 0 | 0 | 0 | 0 | 1 | 55.5 | 0 | 0 | #DIV/0! | 0 | #DIV/0! | #DIV/0! | 0 | 0 | 0 | 0 | 0 | 0 | 55.5 | 0 | 0 | #DIV/0! | #DIV/0! | 0 | #N/A |  |  |  | #DIV/0! | [7 empty] | 0 | 0 |  |  |  | 0 |  | 1 | 1
| GAZA | CHOKWÉ | CHOKWÉ | Tlawene, Chókwè | [5 empty] | HC | MoH | SP | 1447.6227 |  | 1 | 1 | No | Collection & Delivery | Fixed & Outreach | [12 empty] | 1 | 1 | 0 | 0 | 0 | 0 | 1 | 55.5 | 0 | 0 | #DIV/0! | 0 | #DIV/0! | #DIV/0! | 0 | 0 | 0 | 0 | 0 | 0 | 55.5 | 0 | 0 | #DIV/0! | #DIV/0! | 0 | #N/A |  |  |  | #DIV/0! | [7 empty] | 0 | 0 |  |  |  | 0 |  | 1 | 1
| GAZA | GUIJÁ | GUIJÁ | Depósito D. GUIJÁ | [5 empty] | DVS | MoH | LD | 93057 |  | 1 | 1 | 8-16 h | Collection & Delivery | No vaccination | [12 empty] | 2 | 2 | 0 | 0 | 0 | 0 | 1 | 111 | 0 | 0 | #DIV/0! | #DIV/0! | #DIV/0! | #DIV/0! | 0 | 0 | 0 | 0 | 0 | 0 | 111 | 0 | 0 | #DIV/0! | #DIV/0! | 0 | #N/A |  |  |  | #DIV/0! | [5 empty] | Extens_Electric | #DIV/0! | 0 | #N/A |  |  |  | 0 |  | 0 | 0
| GAZA | GUIJÁ | GUIJÁ | Chibabel, Guijá | [5 empty] | HC | MoH | SP | 6452.8993 |  | 1 | 1 | No | Collection & Delivery | Fixed & Outreach | [12 empty] | 1 | 1 | 0 | 0 | 0 | 0 | 1 | 55.5 | 0 | 0 | #DIV/0! | 0 | #DIV/0! | #DIV/0! | 0 | 0 | 0 | 0 | 0 | 0 | 55.5 | 0 | 0 | #DIV/0! | #DIV/0! | 0 | #N/A |  |  |  | #DIV/0! | [7 empty] | 0 | 0 |  |  |  | 0 |  | 1 | 1
| GAZA | GUIJÁ | GUIJÁ | Chimbembe,Guijá | [5 empty] | HC | MoH | SP | 1938.8469 |  | 1 | 1 | <8 h | Collection & Delivery | Fixed & Outreach | [12 empty] | 1 | 1 | 0 | 0 | 0 | 0 | 1 | 55.5 | 0 | 0 | #DIV/0! | 0 | #DIV/0! | #DIV/0! | 0 | 0 | 0 | 0 | 0 | 0 | 55.5 | 0 | 0 | #DIV/0! | #DIV/0! | 0 | #N/A |  |  |  | #DIV/0! | [7 empty] | 0 | 0 |  |  |  | 0 |  | 1 | 1
| GAZA | GUIJÁ | GUIJÁ | Chinhacanine, Guijá | [5 empty] | HC | MoH | SP | 11060.9169 |  | 1 | 1 | <8 h | Collection & Delivery | Fixed & Outreach | [12 empty] | 1 | 1 | 0 | 0 | 0 | 0 | 1 | 55.5 | 0 | 0 | #DIV/0! | 0 | #DIV/0! | #DIV/0! | 0 | 0 | 0 | 0 | 0 | 0 | 55.5 | 0 | 0 | #DIV/0! | #DIV/0! | 0 | #N/A |  |  |  | #DIV/0! | [7 empty] | 0 | 0 |  |  |  | 0 |  | 1 | 1
| GAZA | GUIJÁ | GUIJÁ | Chivonguene, Guijá | [5 empty] | HC | MoH | SP | 6451.969 |  | 1 | 1 | <8 h | Collection & Delivery | Fixed & Outreach | [12 empty] | 1 | 1 | 0 | 0 | 0 | 0 | 1 | 55.5 | 0 | 0 | #DIV/0! | 0 | #DIV/0! | #DIV/0! | 0 | 0 | 0 | 0 | 0 | 0 | 55.5 | 0 | 0 | #DIV/0! | #DIV/0! | 0 | #N/A |  |  |  | #DIV/0! | [7 empty] | 0 | 0 |  |  |  | 0 |  | 1 | 1
| GAZA | GUIJÁ | GUIJÁ | Javanhane | [5 empty] | HC | MoH | SP | 16592.7709 |  | 1 | 1 | No | Collection & Delivery | Fixed & Outreach | [12 empty] | 1 | 1 | 0 | 0 | 0 | 0 | 1 | 55.5 | 0 | 0 | #DIV/0! | 0 | #DIV/0! | #DIV/0! | 0 | 0 | 0 | 0 | 0 | 0 | 55.5 | 0 | 0 | #DIV/0! | #DIV/0! | 0 | #N/A |  |  |  | #DIV/0! | [7 empty] | 0 | 0 |  |  |  | 0 |  | 1 | 1
| GAZA | GUIJÁ | GUIJÁ | Mbalavala, Guija | [5 empty] | HC | MoH | SP | 5887.2472 |  | 1 | 1 | <8 h | Collection & Delivery | Fixed & Outreach | [12 empty] | 1 | 1 | 0 | 0 | 0 | 0 | 1 | 55.5 | 0 | 0 | #DIV/0! | 0 | #DIV/0! | #DIV/0! | 0 | 0 | 0 | 0 | 0 | 0 | 55.5 | 0 | 0 | #DIV/0! | #DIV/0! | 0 | #N/A |  |  |  | #DIV/0! | [7 empty] | 0 | 0 |  |  |  | 0 |  | 1 | 1
| GAZA | GUIJÁ | GUIJÁ | Mpelane, Guijá | [5 empty] | HC | MoH | SP | 11060.9169 |  | 1 | 1 | <8 h | Collection & Delivery | Fixed & Outreach | [12 empty] | 1 | 1 | 0 | 0 | 0 | 0 | 1 | 55.5 | 0 | 0 | #DIV/0! | 0 | #DIV/0! | #DIV/0! | 0 | 0 | 0 | 0 | 0 | 0 | 55.5 | 0 | 0 | #DIV/0! | #DIV/0! | 0 | #N/A |  |  |  | #DIV/0! | [7 empty] | 0 | 0 |  |  |  | 0 |  | 1 | 1
| GAZA | GUIJÁ | GUIJÁ | Mubanguene, Guijá | [5 empty] | HC | MoH | SP | 4608.948 |  | 1 | 1 | No | Collection & Delivery | Fixed & Outreach | [12 empty] | 1 | 1 | 0 | 0 | 0 | 0 | 1 | 55.5 | 0 | 0 | #DIV/0! | 0 | #DIV/0! | #DIV/0! | 0 | 0 | 0 | 0 | 0 | 0 | 55.5 | 0 | 0 | #DIV/0! | #DIV/0! | 0 | #N/A |  |  |  | #DIV/0! | [7 empty] | 0 | 0 |  |  |  | 0 |  | 1 | 1
| GAZA | GUIJÁ | GUIJÁ | Nalazi, Guijá | [5 empty] | HC | MoH | SP | 8248.4725 |  | 1 | 1 | No | Collection & Delivery | Fixed & Outreach | [12 empty] | 1 | 1 | 0 | 0 | 0 | 0 | 1 | 55.5 | 0 | 0 | #DIV/0! | 0 | #DIV/0! | #DIV/0! | 0 | 0 | 0 | 0 | 0 | 0 | 55.5 | 0 | 0 | #DIV/0! | #DIV/0! | 0 | #N/A |  |  |  | #DIV/0! | [7 empty] | 0 | 0 |  |  |  | 0 |  | 1 | 1
| GAZA | CHICUALACUALA | CHICUALACUALA | Depósito D. CHICUALACUALA | [5 empty] | DVS | MoH | LD | 50176 |  | 1 | 1 | 8-16 h | Collection & Delivery | No vaccination | [12 empty] | 3 | 3 | 0 | 0 | 0 | 0 | 1 | 241.5 | 0 | 0 | #DIV/0! | #DIV/0! | #DIV/0! | #DIV/0! | 0 | 0 | 0 | 0 | 0 | 0 | 241.5 | 0 | 0 | #DIV/0! | #DIV/0! | 0 | #N/A |  |  |  | #DIV/0! | [5 empty] | Extens_Electric | #DIV/0! | 0 | #N/A |  |  |  | 0 |  | 0 | 0
| GAZA | CHICUALACUALA | CHICUALACUALA | C.S Mepúzi, Chicualacuala | [5 empty] | HC | MoH | SP | 2955.7181 |  | 1 | 1 | No | Collection & Delivery | Fixed & Outreach | [12 empty] | 1 | 1 | 0 | 0 | 0 | 0 | 1 | 80.5 | 0 | 0 | #DIV/0! | 0 | #DIV/0! | #DIV/0! | 0 | 0 | 0 | 0 | 0 | 0 | 80.5 | 0 | 0 | #DIV/0! | #DIV/0! | 0 | #N/A |  |  |  | #DIV/0! | [7 empty] | 0 | 0 |  |  |  | 0 |  | 1 | 1
| GAZA | CHICUALACUALA | CHICUALACUALA | C.S Pafúri, Chicualacuala | [5 empty] | HC | MoH | SP | 5132.7343 |  | 1 | 1 | No | Collection & Delivery | Fixed & Outreach | [12 empty] | 1 | 1 | 0 | 0 | 0 | 0 | 1 | 80.5 | 0 | 0 | #DIV/0! | 0 | #DIV/0! | #DIV/0! | 0 | 0 | 0 | 0 | 0 | 0 | 80.5 | 0 | 0 | #DIV/0! | #DIV/0! | 0 | #N/A |  |  |  | #DIV/0! | [7 empty] | 0 | 0 |  |  |  | 0 |  | 1 | 1
| GAZA | CHICUALACUALA | CHICUALACUALA | Centro de saude chidulo | [5 empty] | HC | MoH | SP | 1477.3939 |  | 1 | 1 | No | Collection & Delivery | Fixed & Outreach | [12 empty] | 1 | 1 | 0 | 0 | 0 | 0 | 1 | 145 | 0 | 0 | #DIV/0! | 0 | #DIV/0! | #DIV/0! | 0 | 0 | 0 | 0 | 0 | 0 | 145 | 0 | 0 | #DIV/0! | #DIV/0! | 0 | #N/A |  |  |  | #DIV/0! | [7 empty] | 0 | 0 |  |  |  | 0 |  | 1 | 1
| GAZA | CHICUALACUALA | CHICUALACUALA | Centro de saude de Machaila | [5 empty] | HC | MoH | SP | 5126.2219 |  | 1 | 1 | No | Collection & Delivery | Fixed & Outreach | [12 empty] | 1 | 1 | 0 | 0 | 0 | 0 | 1 | 145 | 0 | 0 | #DIV/0! | 0 | #DIV/0! | #DIV/0! | 0 | 0 | 0 | 0 | 0 | 0 | 145 | 0 | 0 | #DIV/0! | #DIV/0! | 0 | #N/A |  |  |  | #DIV/0! | [7 empty] | 0 | 0 |  |  |  | 0 |  | 1 | 1
| GAZA | CHICUALACUALA | CHICUALACUALA | Lithatha, Chicualacuala | [5 empty] | HC | MoH | SP | 2561.2503 |  | 1 | 1 | No | Collection & Delivery | Fixed & Outreach | [12 empty] | 1 | 1 | 0 | 0 | 0 | 0 | 1 | 145 | 0 | 0 | #DIV/0! | 0 | #DIV/0! | #DIV/0! | 0 | 0 | 0 | 0 | 0 | 0 | 145 | 0 | 0 | #DIV/0! | #DIV/0! | 0 | #N/A |  |  |  | #DIV/0! | [7 empty] | 0 | 0 |  |  |  | 0 |  | 1 | 1
| GAZA | CHICUALACUALA | CHICUALACUALA | Mahathane, Chicualacuala | [5 empty] | HC | MoH | SP | 6977.616 |  | 1 | 1 | No | Collection & Delivery | Fixed & Outreach | [12 empty] | 1 | 1 | 0 | 0 | 0 | 0 | 1 | 145 | 0 | 0 | #DIV/0! | 0 | #DIV/0! | #DIV/0! | 0 | 0 | 0 | 0 | 0 | 0 | 145 | 0 | 0 | #DIV/0! | #DIV/0! | 0 | #N/A |  |  |  | #DIV/0! | [7 empty] | 0 | 0 |  |  |  | 0 |  | 1 | 1
| GAZA | CHICUALACUALA | CHICUALACUALA | Mapai Ngala, Chicualacuala | [5 empty] | HC | MoH | SP | 4641.5102 |  | 1 | 1 | No | Collection & Delivery | Fixed & Outreach | [12 empty] | 1 | 1 | 0 | 0 | 0 | 0 | 1 | 170 | 0 | 0 | #DIV/0! | 0 | #DIV/0! | #DIV/0! | 0 | 0 | 0 | 0 | 0 | 0 | 170 | 0 | 0 | #DIV/0! | #DIV/0! | 0 | #N/A |  |  |  | #DIV/0! | [7 empty] | 0 | 0 |  |  |  | 0 |  | 1 | 1
| GAZA | CHICUALACUALA | CHICUALACUALA | Mapai, Chicualacuala | [5 empty] | HC | MoH | SP | 10344.5483 |  | 1 | 1 | <8 h | Collection & Delivery | Fixed & Outreach | [12 empty] | 1 | 1 | 0 | 0 | 0 | 0 | 1 | 170 | 0 | 0 | #DIV/0! | 0 | #DIV/0! | #DIV/0! | 0 | 0 | 0 | 0 | 0 | 0 | 170 | 0 | 0 | #DIV/0! | #DIV/0! | 0 | #N/A |  |  |  | #DIV/0! | [7 empty] | 0 | 0 |  |  |  | 0 |  | 1 | 1
| GAZA | MAPAI | MAPAI | Depósito D. MAPAI | [5 empty] | DVS | MoH | LD | 87957.9669 |  | 1 | 1 | 8-16 h | Collection & Delivery | No vaccination | [12 empty] | 2 | 2 | 0 | 0 | 0 | 0 | 1 | 315 | 0 | 0 | #DIV/0! | #DIV/0! | #DIV/0! | #DIV/0! | 0 | 0 | 0 | 0 | 0 | 0 | 315 | 0 | 0 | #DIV/0! | #DIV/0! | 0 | #N/A |  |  |  | #DIV/0! | [5 empty] | Extens_Electric | #DIV/0! | 0 | #N/A |  |  |  | 0 |  | 0 | 0
| GAZA | MAPAI | MAPAI | CS Machaila | [5 empty] | HC | MoH | SP | 11242.3349 |  | 1 | 1 | <8 h | Collection & Delivery | Fixed & Outreach | [12 empty] | 2 | 2 | 0 | 0 | 0 | 0 | 1 | 340 | 0 | 0 | #DIV/0! | 0 | #DIV/0! | #DIV/0! | 0 | 0 | 0 | 0 | 0 | 0 | 340 | 0 | 0 | #DIV/0! | #DIV/0! | 0 | #N/A |  |  |  | #DIV/0! | [7 empty] | 0 | 0 |  |  |  | 0 |  | 1 | 1
| GAZA | MAPAI | MAPAI | CS Mapai | [5 empty] | HC | MoH | SP | 7741.4324 |  | 1 | 1 | <8 h | Collection & Delivery | Fixed & Outreach | [12 empty] | 1 | 1 | 0 | 0 | 0 | 0 | 1 | 170 | 0 | 0 | #DIV/0! | 0 | #DIV/0! | #DIV/0! | 0 | 0 | 0 | 0 | 0 | 0 | 170 | 0 | 0 | #DIV/0! | #DIV/0! | 0 | #N/A |  |  |  | #DIV/0! | [7 empty] | 0 | 0 |  |  |  | 0 |  | 1 | 1
| GAZA | MAPAI | MAPAI | CS Mepuzi | [5 empty] | HC | MoH | SP | 8962.05 |  | 1 | 1 | <8 h | Collection & Delivery | Fixed & Outreach | [12 empty] | 1 | 1 | 0 | 0 | 0 | 0 | 1 | 170 | 0 | 0 | #DIV/0! | 0 | #DIV/0! | #DIV/0! | 0 | 0 | 0 | 0 | 0 | 0 | 170 | 0 | 0 | #DIV/0! | #DIV/0! | 0 | #N/A |  |  |  | #DIV/0! | [7 empty] | 0 | 0 |  |  |  | 0 |  | 1 | 1
| GAZA | MAPAI | MAPAI | HD Mapai | [5 empty] | RH | MoH | SP | 13317.9431 |  | 1 | 1 | <8 h | Collection & Delivery | Fixed & Outreach | [12 empty] | 1 | 1 | 0 | 0 | 0 | 0 | 1 | 145 | 0 | 0 | #DIV/0! | 0 | #DIV/0! | #DIV/0! | 0 | 0 | 0 | 0 | 0 | 0 | 145 | 0 | 0 | #DIV/0! | #DIV/0! | 0 | #N/A |  |  |  | #DIV/0! | [7 empty] | 0 | 0 |  |  |  | 0 |  | 1 | 1
| GAZA | MAPAI | MAPAI | PS Chidulo | [5 empty] | HC | MoH | SP | 9619.8066 |  | 1 | 1 | No | Collection & Delivery | Fixed & Outreach | [12 empty] | 1 | 1 | 0 | 0 | 0 | 0 | 1 | 170 | 0 | 0 | #DIV/0! | 0 | #DIV/0! | #DIV/0! | 0 | 0 | 0 | 0 | 0 | 0 | 170 | 0 | 0 | #DIV/0! | #DIV/0! | 0 | #N/A |  |  |  | #DIV/0! | [7 empty] | 0 | 0 |  |  |  | 0 |  | 1 | 1
| GAZA | MAPAI | MAPAI | PS Mapai Ngala | [5 empty] | HC | MoH | SP | 16235.517 |  | 1 | 1 | No | Collection & Delivery | Fixed & Outreach | [12 empty] | 1 | 1 | 0 | 0 | 0 | 0 | 1 | 170 | 0 | 0 | #DIV/0! | 0 | #DIV/0! | #DIV/0! | 0 | 0 | 0 | 0 | 0 | 0 | 170 | 0 | 0 | #DIV/0! | #DIV/0! | 0 | #N/A |  |  |  | #DIV/0! | [7 empty] | 0 | 0 |  |  |  | 0 |  | 1 | 1
| GAZA | MAPAI | MAPAI | CS Machaila | [5 empty] | HC | MoH | SP | 20838.8829 |  | 1 | 1 | <8 h | Collection & Delivery | Fixed & Outreach | [12 empty] | 2 | 2 | 0 | 0 | 0 | 0 | 1 | 340 | 0 | 0 | #DIV/0! | 0 | #DIV/0! | #DIV/0! | 0 | 0 | 0 | 0 | 0 | 0 | 340 | 0 | 0 | #DIV/0! | #DIV/0! | 0 | #N/A |  |  |  | #DIV/0! | [7 empty] | 0 | 0 |  |  |  | 0 |  | 1 | 1
| GAZA | MASSANGENA | MASSANGENA | Depósito D. MASSANGENA | [5 empty] | DVS | MoH | LD | 19262 |  | 1 | 1 | 8-16 h | Collection & Delivery | No vaccination | [12 empty] | 3 | 3 | 0 | 0 | 0 | 0 | 1 | 510 | 0 | 0 | #DIV/0! | #DIV/0! | #DIV/0! | #DIV/0! | 0 | 0 | 0 | 0 | 0 | 0 | 510 | 0 | 0 | #DIV/0! | #DIV/0! | 0 | #N/A |  |  |  | #DIV/0! | [5 empty] | Extens_Electric | #DIV/0! | 0 | #N/A |  |  |  | 0 |  | 0 | 0
| GAZA | MASSANGENA | MASSANGENA | C.S Massangena, Massangena | [5 empty] | HC | MoH | SP | 10534.3395 |  | 1 | 1 | No | Collection & Delivery | Fixed & Outreach | [12 empty] | 1 | 1 | 0 | 0 | 0 | 0 | 1 | 80.5 | 0 | 0 | #DIV/0! | 0 | #DIV/0! | #DIV/0! | 0 | 0 | 0 | 0 | 0 | 0 | 80.5 | 0 | 0 | #DIV/0! | #DIV/0! | 0 | #N/A |  |  |  | #DIV/0! | [7 empty] | 0 | 0 |  |  |  | 0 |  | 1 | 1
| GAZA | MASSANGENA | MASSANGENA | C.S Mavué, Massangena | [5 empty] | HC | MoH | SP | 3314.8328 |  | 1 | 1 | <8 h | Collection & Delivery | Fixed & Outreach | [12 empty] | 1 | 1 | 0 | 0 | 0 | 0 | 1 | 80.5 | 0 | 0 | #DIV/0! | 0 | #DIV/0! | #DIV/0! | 0 | 0 | 0 | 0 | 0 | 0 | 80.5 | 0 | 0 | #DIV/0! | #DIV/0! | 0 | #N/A |  |  |  | #DIV/0! | [7 empty] | 0 | 0 |  |  |  | 0 |  | 1 | 1
| GAZA | MASSANGENA | MASSANGENA | Mucambene, Massangena | [5 empty] | HC | MoH | SP | 3625.5693 |  | 1 | 1 | No | Collection & Delivery | Fixed & Outreach | [12 empty] | 1 | 1 | 0 | 0 | 0 | 0 | 1 | 80.5 | 0 | 0 | #DIV/0! | 0 | #DIV/0! | #DIV/0! | 0 | 0 | 0 | 0 | 0 | 0 | 80.5 | 0 | 0 | #DIV/0! | #DIV/0! | 0 | #N/A |  |  |  | #DIV/0! | [7 empty] | 0 | 0 |  |  |  | 0 |  | 1 | 1
| GAZA | MABALANE | MABALANE | Depósito D. MABALANE | [5 empty] | DVS | MoH | LD | 38683 |  | 1 | 1 | 8-16 h | Collection & Delivery | No vaccination | [12 empty] | 3 | 3 | 0 | 0 | 0 | 0 | 1 | 241.5 | 0 | 0 | #DIV/0! | #DIV/0! | #DIV/0! | #DIV/0! | 0 | 0 | 0 | 0 | 0 | 0 | 241.5 | 0 | 0 | #DIV/0! | #DIV/0! | 0 | #N/A |  |  |  | #DIV/0! | [5 empty] | Extens_Electric | #DIV/0! | 0 | #N/A |  |  |  | 0 |  | 0 | 0
| GAZA | MABALANE | MABALANE | C.S Mabalane, Mabalane | [5 empty] | HC | MoH | SP | 8162.8804 |  | 1 | 1 | <8 h | Collection & Delivery | Fixed & Outreach | [12 empty] | 1 | 1 | 0 | 0 | 0 | 0 | 1 | 20 | 34.3 | 0 | #DIV/0! | 0 | #DIV/0! | #DIV/0! | 0 | 0 | 0 | 0 | 0 | 0 | 20 | 34.3 | 0 | #DIV/0! | #DIV/0! | 0 | #N/A |  |  |  | #DIV/0! | [7 empty] | 0 | 0 |  |  |  | 0 |  | 1 | 1
| GAZA | MABALANE | MABALANE | Centro DE sauce we Matsambo | [5 empty] | HC | MoH | SP | 1833.7175 |  | 1 | 1 | No | Collection & Delivery | Fixed & Outreach | [12 empty] | 1 | 1 | 0 | 0 | 0 | 0 | 1 | 36 | 34.3 | 0 | #DIV/0! | 0 | #DIV/0! | #DIV/0! | 0 | 0 | 0 | 0 | 0 | 0 | 36 | 34.3 | 0 | #DIV/0! | #DIV/0! | 0 | #N/A |  |  |  | #DIV/0! | [7 empty] | 0 | 0 |  |  |  | 0 |  | 1 | 1
| GAZA | MABALANE | MABALANE | Chinhequete | [5 empty] | HC | MoH | SP | 1231.7818 |  | 1 | 1 | No | Collection & Delivery | Fixed & Outreach | [12 empty] | 1 | 1 | 0 | 0 | 0 | 0 | 1 | 20 | 34.3 | 0 | #DIV/0! | 0 | #DIV/0! | #DIV/0! | 0 | 0 | 0 | 0 | 0 | 0 | 20 | 34.3 | 0 | #DIV/0! | #DIV/0! | 0 | #N/A |  |  |  | #DIV/0! | [7 empty] | 0 | 0 |  |  |  | 0 |  | 1 | 1
| GAZA | MABALANE | MABALANE | Combomone, Mabalane | [5 empty] | HC | MoH | SP | 7330.2182 |  | 1 | 1 | No | Collection & Delivery | Fixed & Outreach | [12 empty] | 1 | 1 | 0 | 0 | 0 | 0 | 1 | 20 | 34.3 | 0 | #DIV/0! | 0 | #DIV/0! | #DIV/0! | 0 | 0 | 0 | 0 | 0 | 0 | 20 | 34.3 | 0 | #DIV/0! | #DIV/0! | 0 | #N/A |  |  |  | #DIV/0! | [7 empty] | 0 | 0 |  |  |  | 0 |  | 1 | 1
| GAZA | MABALANE | MABALANE | Macarale, Mabalane | [5 empty] | HC | MoH | SP | 2404.0213 |  | 1 | 1 | No | Collection & Delivery | Fixed & Outreach | [12 empty] | 1 | 1 | 0 | 0 | 0 | 0 | 1 | 20 | 34.3 | 0 | #DIV/0! | 0 | #DIV/0! | #DIV/0! | 0 | 0 | 0 | 0 | 0 | 0 | 20 | 34.3 | 0 | #DIV/0! | #DIV/0! | 0 | #N/A |  |  |  | #DIV/0! | [7 empty] | 0 | 0 |  |  |  | 0 |  | 1 | 1
| GAZA | MABALANE | MABALANE | Muginge, Mabalane | [5 empty] | HC | MoH | SP | 1825.3444 |  | 1 | 1 | No | Collection & Delivery | Fixed & Outreach | [12 empty] | 1 | 1 | 0 | 0 | 0 | 0 | 1 | 20 | 34.3 | 0 | #DIV/0! | 0 | #DIV/0! | #DIV/0! | 0 | 0 | 0 | 0 | 0 | 0 | 20 | 34.3 | 0 | #DIV/0! | #DIV/0! | 0 | #N/A |  |  |  | #DIV/0! | [7 empty] | 0 | 0 |  |  |  | 0 |  | 1 | 1
| GAZA | MABALANE | MABALANE | Nhimbayiwe, Mabalane | [5 empty] | HC | MoH | SP | 3955.8431 |  | 1 | 1 | No | Collection & Delivery | Fixed & Outreach | [12 empty] | 1 | 1 | 0 | 0 | 0 | 0 | 1 | 20 | 34.3 | 0 | #DIV/0! | 0 | #DIV/0! | #DIV/0! | 0 | 0 | 0 | 0 | 0 | 0 | 20 | 34.3 | 0 | #DIV/0! | #DIV/0! | 0 | #N/A |  |  |  | #DIV/0! | [7 empty] | 0 | 0 |  |  |  | 0 |  | 1 | 1
| GAZA | MABALANE | MABALANE | Pfukwe, Mabalane | [5 empty] | HC | MoH | SP | 5153.202 |  | 1 | 1 | No | Collection & Delivery | Fixed & Outreach | [12 empty] | 1 | 1 | 0 | 0 | 0 | 0 | 1 | 20 | 34.3 | 0 | #DIV/0! | 0 | #DIV/0! | #DIV/0! | 0 | 0 | 0 | 0 | 0 | 0 | 20 | 34.3 | 0 | #DIV/0! | #DIV/0! | 0 | #N/A |  |  |  | #DIV/0! | [7 empty] | 0 | 0 |  |  |  | 0 |  | 1 | 1
| GAZA | MABALANE | MABALANE | Tsocate, Mabalane | [5 empty] | HC | MoH | SP | 1980.7126 |  | 1 | 1 | No | Collection & Delivery | Fixed & Outreach | [12 empty] | 1 | 1 | 0 | 0 | 0 | 0 | 1 | 36 | 34.3 | 0 | #DIV/0! | 0 | #DIV/0! | #DIV/0! | 0 | 0 | 0 | 0 | 0 | 0 | 36 | 34.3 | 0 | #DIV/0! | #DIV/0! | 0 | #N/A |  |  |  | #DIV/0! | [7 empty] | 0 | 0 |  |  |  | 0 |  | 1 | 1
| GAZA | CHIGUBO | CHIGUBO | Depósito D. CHIGUBO | [5 empty] | DVS | MoH | LD | 21410.117 |  | 1 | 1 | 8-16 h | Collection & Delivery | No vaccination | [12 empty] | 2 | 2 | 0 | 0 | 0 | 0 | 1 | 72 | 68.6 | 0 | #DIV/0! | #DIV/0! | #DIV/0! | #DIV/0! | 0 | 0 | 0 | 0 | 0 | 0 | 72 | 68.6 | 0 | #DIV/0! | #DIV/0! | 0 | #N/A |  |  |  | #DIV/0! | [5 empty] | #DIV/0! | #DIV/0! | 0 | #N/A |  |  |  | #DIV/0! |  | 0 | 0
| GAZA | CHIGUBO | CHIGUBO | C.S Dindiza, Chigubo | [5 empty] | HC | MoH | SP | 7333.0093 |  | 1 | 1 | <8 h | Collection & Delivery | Fixed & Outreach | [12 empty] | 1 | 1 | 0 | 0 | 0 | 0 | 1 | 36 | 34.3 | 0 | #DIV/0! | 0 | #DIV/0! | #DIV/0! | 0 | 0 | 0 | 0 | 0 | 0 | 36 | 34.3 | 0 | #DIV/0! | #DIV/0! | 0 | #N/A |  |  |  | #DIV/0! | [7 empty] | 0 | 0 |  |  |  | 0 |  | 1 | 1
| GAZA | CHIGUBO | CHIGUBO | Cubo, Chigubo | [5 empty] | HC | MoH | SP | 2500.7776 |  | 1 | 1 | No | Collection & Delivery | Fixed & Outreach | [12 empty] | 1 | 1 | 0 | 0 | 0 | 0 | 1 | 145 | 0 | 0 | #DIV/0! | 0 | #DIV/0! | #DIV/0! | 0 | 0 | 0 | 0 | 0 | 0 | 145 | 0 | 0 | #DIV/0! | #DIV/0! | 0 | #N/A |  |  |  | #DIV/0! | [7 empty] | 0 | 0 |  |  |  | 0 |  | 1 | 1
| GAZA | CHIGUBO | CHIGUBO | Machaila, Chigubo | [5 empty] | HC | MoH | SP | 6281.7151 |  | 1 | 1 | No | Collection & Delivery | Fixed & Outreach | [12 empty] | 1 | 1 | 0 | 0 | 0 | 0 | 1 | 36 | 34.3 | 0 | #DIV/0! | 0 | #DIV/0! | #DIV/0! | 0 | 0 | 0 | 0 | 0 | 0 | 36 | 34.3 | 0 | #DIV/0! | #DIV/0! | 0 | #N/A |  |  |  | #DIV/0! | [7 empty] | 0 | 0 |  |  |  | 0 |  | 1 | 1
| GAZA | CHIGUBO | CHIGUBO | Zinhane, Chigubo | [5 empty] | HC | MoH | SP | 5294.615 |  | 1 | 1 | No | Collection & Delivery | Fixed & Outreach | [12 empty] | 1 | 1 | 0 | 0 | 0 | 0 | 1 | 145 | 0 | 0 | #DIV/0! | 0 | #DIV/0! | #DIV/0! | 0 | 0 | 0 | 0 | 0 | 0 | 145 | 0 | 0 | #DIV/0! | #DIV/0! | 0 | #N/A |  |  |  | #DIV/0! | [7 empty] | 0 | 0 |  |  |  | 0 |  | 1 | 1
| GAZA | MASSINGIR | MASSINGIR | Depósito D. MASSINGIR | [5 empty] | DVS | MoH | LD | 35076.0106 |  | 1 | 1 | 8-16 h | Collection & Delivery | No vaccination | [12 empty] | 2 | 2 | 0 | 0 | 0 | 0 | 1 | 181 | 34.3 | 0 | #DIV/0! | #DIV/0! | #DIV/0! | #DIV/0! | 0 | 0 | 0 | 0 | 0 | 0 | 181 | 34.3 | 0 | #DIV/0! | #DIV/0! | 0 | #N/A |  |  |  | #DIV/0! | [5 empty] | #DIV/0! | #DIV/0! | 0 | #N/A |  |  |  | #DIV/0! |  | 0 | 0
| GAZA | MASSINGIR | MASSINGIR | C.S Cubo, Massingir | [5 empty] | HC | MoH | SP | 2249.5834 |  | 1 | 1 | No | Collection & Delivery | Fixed & Outreach | [12 empty] | 1 | 1 | 0 | 0 | 0 | 0 | 1 | 145 | 0 | 0 | #DIV/0! | 0 | #DIV/0! | #DIV/0! | 0 | 0 | 0 | 0 | 0 | 0 | 145 | 0 | 0 | #DIV/0! | #DIV/0! | 0 | #N/A |  |  |  | #DIV/0! | [7 empty] | 0 | 0 |  |  |  | 0 |  | 1 | 1
| GAZA | MASSINGIR | MASSINGIR | C.S Massingir, Massingir | [5 empty] | HC | MoH | SP | 12140.1215 |  | 1 | 1 | <8 h | Collection & Delivery | Fixed & Outreach | [12 empty] | 1 | 1 | 0 | 0 | 0 | 0 | 1 | 145 | 0 | 0 | #DIV/0! | 0 | #DIV/0! | #DIV/0! | 0 | 0 | 0 | 0 | 0 | 0 | 145 | 0 | 0 | #DIV/0! | #DIV/0! | 0 | #N/A |  |  |  | #DIV/0! | [7 empty] | 0 | 0 |  |  |  | 0 |  | 1 | 1
| GAZA | MASSINGIR | MASSINGIR | Chibotane, Massingir | [5 empty] | HC | MoH | SP | 3632.0817 |  | 1 | 1 | No | Collection & Delivery | Fixed & Outreach | [12 empty] | 1 | 1 | 0 | 0 | 0 | 0 | 1 | 145 | 0 | 0 | #DIV/0! | 0 | #DIV/0! | #DIV/0! | 0 | 0 | 0 | 0 | 0 | 0 | 145 | 0 | 0 | #DIV/0! | #DIV/0! | 0 | #N/A |  |  |  | #DIV/0! | [7 empty] | 0 | 0 |  |  |  | 0 |  | 1 | 1
| GAZA | MASSINGIR | MASSINGIR | Macaringue, Massingir | [5 empty] | HC | MoH | SP | 5493.7097 |  | 1 | 1 | No | Collection & Delivery | Fixed & Outreach | [12 empty] | 1 | 1 | 0 | 0 | 0 | 0 | 1 | 36 | 34.3 | 0 | #DIV/0! | 0 | #DIV/0! | #DIV/0! | 0 | 0 | 0 | 0 | 0 | 0 | 36 | 34.3 | 0 | #DIV/0! | #DIV/0! | 0 | #N/A |  |  |  | #DIV/0! | [7 empty] | 0 | 0 |  |  |  | 0 |  | 1 | 1
| GAZA | MASSINGIR | MASSINGIR | Machamba, Massingir | [5 empty] | HC | MoH | SP | 1277.3689 |  | 1 | 1 | No | Collection & Delivery | Fixed & Outreach | [12 empty] | 1 | 1 | 0 | 0 | 0 | 0 | 1 | 36 | 34.3 | 0 | #DIV/0! | 0 | #DIV/0! | #DIV/0! | 0 | 0 | 0 | 0 | 0 | 0 | 36 | 34.3 | 0 | #DIV/0! | #DIV/0! | 0 | #N/A |  |  |  | #DIV/0! | [7 empty] | 0 | 0 |  |  |  | 0 |  | 1 | 1
| GAZA | MASSINGIR | MASSINGIR | Mavodze, Massingir | [5 empty] | HC | MoH | SP | 2899.8972 |  | 1 | 1 | No | Collection & Delivery | Fixed & Outreach | [12 empty] | 1 | 1 | 0 | 0 | 0 | 0 | 1 | 36 | 34.3 | 0 | #DIV/0! | 0 | #DIV/0! | #DIV/0! | 0 | 0 | 0 | 0 | 0 | 0 | 36 | 34.3 | 0 | #DIV/0! | #DIV/0! | 0 | #N/A |  |  |  | #DIV/0! | [7 empty] | 0 | 0 |  |  |  | 0 |  | 1 | 1
| GAZA | MASSINGIR | MASSINGIR | Mucatine, Massingir | [5 empty] | HC | MoH | SP | 4691.749 |  | 1 | 1 | <8 h | Collection & Delivery | Fixed & Outreach | [12 empty] | 1 | 1 | 0 | 0 | 0 | 0 | 1 | 145 | 0 | 0 | #DIV/0! | 0 | #DIV/0! | #DIV/0! | 0 | 0 | 0 | 0 | 0 | 0 | 145 | 0 | 0 | #DIV/0! | #DIV/0! | 0 | #N/A |  |  |  | #DIV/0! | [7 empty] | 0 | 0 |  |  |  | 0 |  | 1 | 1
| GAZA | MASSINGIR | MASSINGIR | Zulo, Massingir | [5 empty] | HC | MoH | SP | 2691.4991 |  | 1 | 1 | <8 h | Collection & Delivery | Fixed & Outreach | [12 empty] | 1 | 1 | 0 | 0 | 0 | 0 | 1 | 36 | 34.3 | 0 | #DIV/0! | 0 | #DIV/0! | #DIV/0! | 0 | 0 | 0 | 0 | 0 | 0 | 36 | 34.3 | 0 | #DIV/0! | #DIV/0! | 0 | #N/A |  |  |  | #DIV/0! | [7 empty] | 0 | 0 |  |  |  | 0 |  | 1 | 1
| INHAMBANE | CIDADE DE INHAMBANE | CIDADE DE INHAMBANE | Armazém Provincial de Vacinas de Inhambane | [5 empty] | PVS | MoH | SN1 | 1708476 | 578 | 1 | 1 | >16 h | Collection & Delivery | No vaccination | [12 empty] | 3 | 3 | 3 | 0 | 0 | 1 | 1 | 245.5 | 5777.3 | 0 | #DIV/0! | #DIV/0! | #DIV/0! | #DIV/0! | 0 | 0 | 0 | 0 | 2 | 2 | 145 | 5743 | 0 | #DIV/0! | #DIV/0! | 0 | #N/A |  | WICR-30m3 |  | #DIV/0! | [5 empty] | #DIV/0! | #DIV/0! | 0 | #N/A |  |  |  | #DIV/0! |  | 0 | 0
| INHAMBANE | GOVURO | GOVURO | Depósito D. GOVURO | [5 empty] | DVS | MoH | LD | 39193.9778 |  | 1 | 1 | 8-16 h | Collection & Delivery | No vaccination | [12 empty] | 0 | 0 | 2 | 0 | 0 | 0 | 0 | 0 | 562 | 0 | #DIV/0! | #DIV/0! | #DIV/0! | #DIV/0! | 0 | 0 | 0 | 0 | 0 | 0 | 0 | 562 | 0 | Extens_Electric | #DIV/0! | 0 | #N/A |  |  |  | 0 | [5 empty] | #DIV/0! | #DIV/0! | 0 | #N/A |  |  |  | #DIV/0! |  | 0 | 0
| INHAMBANE | GOVURO | GOVURO | CS de Chimunda | [5 empty] | HC | MoH | SP | 2045.4109 |  | 1 | 1 | No | Collection & Delivery | Fixed & Outreach | [12 empty] | 1 | 1 | 0 | 0 | 0 | 0 | 1 | 105 | 0 | 0 | #DIV/0! | 0 | #DIV/0! | #DIV/0! | 0 | 0 | 0 | 0 | 1 | 1 | 0 | 0 | 0 | #DIV/0! | #DIV/0! | 0 | #N/A |  |  |  | #DIV/0! | [7 empty] | 0 | 0 |  |  |  | 0 |  | 1 | 1
| INHAMBANE | GOVURO | GOVURO | CS Jofane | [5 empty] | HC | MoH | SP | 2705.9272 |  | 1 | 1 | No | Collection & Delivery | Fixed & Outreach | [12 empty] | 1 | 1 | 0 | 0 | 0 | 0 | 1 | 0 | 0 | 0 | #DIV/0! | 0 | #DIV/0! | #DIV/0! | 1 | 0 | 0 | 0 | 0 | 1 | 0 | 0 | 0 | #DIV/0! | #DIV/0! | 0 | #N/A |  |  |  | #DIV/0! | [7 empty] | 0 | 0 |  |  |  | 0 |  | 1 | 1
| INHAMBANE | GOVURO | GOVURO | CS Luido | [5 empty] | HC | MoH | SP | 2611.9587 |  | 1 | 1 | No | Collection & Delivery | Fixed & Outreach | [12 empty] | 1 | 1 | 0 | 0 | 0 | 0 | 1 | 0 | 0 | 0 | #DIV/0! | 0 | #DIV/0! | #DIV/0! | 1 | 0 | 0 | 0 | 0 | 1 | 0 | 0 | 0 | #DIV/0! | #DIV/0! | 0 | #N/A |  |  |  | #DIV/0! | [7 empty] | 0 | 0 |  |  |  | 0 |  | 1 | 1
| INHAMBANE | GOVURO | GOVURO | CS Maluvane | [5 empty] | HC | MoH | SP | 6568.6702 |  | 1 | 1 | <8 h | Collection & Delivery | Fixed & Outreach | [12 empty] | 1 | 1 | 0 | 0 | 0 | 0 | 1 | 105 | 0 | 0 | #DIV/0! | 0 | #DIV/0! | #DIV/0! | 0 | 0 | 0 | 0 | 1 | 1 | 0 | 0 | 0 | #DIV/0! | #DIV/0! | 0 | #N/A |  |  |  | #DIV/0! | [7 empty] | 0 | 0 |  |  |  | 0 |  | 1 | 1
| INHAMBANE | GOVURO | GOVURO | CS Save | [5 empty] | HC | MoH | SP | 4523.2593 |  | 1 | 1 | <8 h | Collection & Delivery | Fixed & Outreach | [12 empty] | 1 | 1 | 0 | 0 | 0 | 0 | 1 | 0 | 0 | 0 | #DIV/0! | 0 | #DIV/0! | #DIV/0! | 1 | 0 | 0 | 0 | 0 | 1 | 0 | 0 | 0 | #DIV/0! | #DIV/0! | 0 | #N/A |  |  |  | #DIV/0! | [7 empty] | 0 | 0 |  |  |  | 0 |  | 1 | 1
| INHAMBANE | GOVURO | GOVURO | Nova Mambone | [5 empty] | HC | MoH | SP | 7876.018 |  | 1 | 1 | <8 h | Collection & Delivery | Fixed & Outreach | [12 empty] | 1 | 1 | 0 | 0 | 0 | 0 | 1 | 55.5 | 0 | 0 | #DIV/0! | 0 | #DIV/0! | #DIV/0! | 0 | 0 | 0 | 0 | 0 | 0 | 55.5 | 0 | 0 | #DIV/0! | #DIV/0! | 0 | #N/A |  |  |  | #DIV/0! | [7 empty] | 0 | 0 |  |  |  | 0 |  | 1 | 1
| INHAMBANE | GOVURO | GOVURO | Pande | [5 empty] | HC | MoH | SP | 7158.9382 |  | 1 | 1 | <8 h | Collection & Delivery | Fixed & Outreach | [12 empty] | 1 | 1 | 0 | 0 | 0 | 0 | 1 | 55.5 | 0 | 0 | #DIV/0! | 0 | #DIV/0! | #DIV/0! | 0 | 0 | 0 | 0 | 0 | 0 | 55.5 | 0 | 0 | #DIV/0! | #DIV/0! | 0 | #N/A |  |  |  | #DIV/0! | [7 empty] | 0 | 0 |  |  |  | 0 |  | 1 | 1
| INHAMBANE | GOVURO | GOVURO | SedeDoane | [5 empty] | HC | MoH | SP | 5703.7953 |  | 1 | 1 | <8 h | Collection & Delivery | Fixed & Outreach | [12 empty] | 1 | 1 | 0 | 0 | 0 | 0 | 1 | 0 | 0 | 0 | #DIV/0! | 0 | #DIV/0! | #DIV/0! | 0 | 0 | 0 | 0 | 0 | 0 | 0 | 0 | 0 | #DIV/0! | #DIV/0! | 0 | #N/A |  |  |  | #DIV/0! | [7 empty] | 0 | 0 |  |  |  | 0 |  | 1 | 1
| INHAMBANE | INHASSORO | INHASSORO | Depósito D. INHASSORO | [5 empty] | DVS | MoH | LD | 110402.9244 |  | 1 | 1 | 8-16 h | Collection & Delivery | No vaccination | [12 empty] | 3 | 3 | 0 | 0 | 0 | 0 | 1 | 123.5 | 34.3 | 0 | #DIV/0! | #DIV/0! | #DIV/0! | #DIV/0! | 0 | 0 | 0 | 0 | 2 | 2 | 55.5 | 0 | 0 | #DIV/0! | #DIV/0! | 0 | #N/A |  |  |  | #DIV/0! | [5 empty] | #DIV/0! | #DIV/0! | 0 | #N/A |  |  |  | #DIV/0! |  | 0 | 0
| INHAMBANE | INHASSORO | INHASSORO | C.STemane | [5 empty] | HC | MoH | SP | 5251.2869 |  | 1 | 1 | No | Collection & Delivery | Fixed & Outreach | [12 empty] | 1 | 1 | 0 | 0 | 0 | 0 | 1 | 36 | 34.3 | 0 | #DIV/0! | 0 | #DIV/0! | #DIV/0! | 0 | 0 | 0 | 0 | 0 | 0 | 36 | 34.3 | 0 | #DIV/0! | #DIV/0! | 0 | #N/A |  |  |  | #DIV/0! | [7 empty] | 0 | 0 |  |  |  | 0 |  | 1 | 1
| INHAMBANE | INHASSORO | INHASSORO | Centro de saude de Machulane | [5 empty] | HC | MoH | SP | 1750.7331 |  | 1 | 1 | No | Collection & Delivery | Fixed & Outreach | [12 empty] | 1 | 1 | 0 | 0 | 0 | 0 | 1 | 48 | 0 | 0 | #DIV/0! | 0 | #DIV/0! | #DIV/0! | 0 | 0 | 0 | 0 | 1 | 1 | 0 | 0 | 0 | #DIV/0! | #DIV/0! | 0 | #N/A |  |  |  | #DIV/0! | [7 empty] | 0 | 0 |  |  |  | 0 |  | 1 | 1
| INHAMBANE | INHASSORO | INHASSORO | CS Bazaruto | [5 empty] | HC | MoH | SP | 4084.4356 |  | 1 | 1 | No | Collection & Delivery | Fixed & Outreach | [12 empty] | 1 | 1 | 0 | 0 | 0 | 0 | 1 | 48 | 0 | 0 | #DIV/0! | 0 | #DIV/0! | #DIV/0! | 0 | 0 | 0 | 0 | 1 | 1 | 0 | 0 | 0 | #DIV/0! | #DIV/0! | 0 | #N/A |  |  |  | #DIV/0! | [7 empty] | 0 | 0 |  |  |  | 0 |  | 1 | 1
| INHAMBANE | INHASSORO | INHASSORO | CS Chacane | [5 empty] | HC | MoH | SP | 1924.073 |  | 1 | 1 | <8 h | Collection & Delivery | Fixed & Outreach | [12 empty] | 1 | 1 | 0 | 0 | 0 | 0 | 1 | 55.5 | 0 | 0 | #DIV/0! | 0 | #DIV/0! | #DIV/0! | 0 | 0 | 0 | 0 | 0 | 0 | 55.5 | 0 | 0 | #DIV/0! | #DIV/0! | 0 | #N/A |  |  |  | #DIV/0! | [7 empty] | 0 | 0 |  |  |  | 0 |  | 1 | 1
| INHAMBANE | INHASSORO | INHASSORO | CS Chongola | [5 empty] | HC | MoH | SP | 6297.7126 |  | 1 | 1 | <8 h | Collection & Delivery | Fixed & Outreach | [12 empty] | 1 | 1 | 0 | 0 | 0 | 0 | 1 | 80.5 | 0 | 0 | #DIV/0! | 0 | #DIV/0! | #DIV/0! | 0 | 0 | 0 | 0 | 1 | 1 | 0 | 0 | 0 | #DIV/0! | #DIV/0! | 0 | #N/A |  |  |  | #DIV/0! | [7 empty] | 0 | 0 |  |  |  | 0 |  | 1 | 1
| INHAMBANE | INHASSORO | INHASSORO | CS Coguno | [5 empty] | HC | MoH | SP | 1428.6858 |  | 1 | 1 | No | Collection & Delivery | Fixed & Outreach | [12 empty] | 1 | 1 | 0 | 0 | 0 | 0 | 1 | 48 | 0 | 0 | #DIV/0! | 0 | #DIV/0! | #DIV/0! | 0 | 0 | 0 | 0 | 1 | 1 | 0 | 0 | 0 | #DIV/0! | #DIV/0! | 0 | #N/A |  |  |  | #DIV/0! | [7 empty] | 0 | 0 |  |  |  | 0 |  | 1 | 1
| INHAMBANE | INHASSORO | INHASSORO | CS de Cometela | [5 empty] | HC | MoH | SP | 2361.072 |  | 1 | 1 | <8 h | Collection & Delivery | Fixed & Outreach | [12 empty] | 1 | 1 | 0 | 0 | 0 | 0 | 1 | 48 | 0 | 0 | #DIV/0! | 0 | #DIV/0! | #DIV/0! | 0 | 0 | 0 | 0 | 1 | 1 | 0 | 0 | 0 | #DIV/0! | #DIV/0! | 0 | #N/A |  |  |  | #DIV/0! | [7 empty] | 0 | 0 |  |  |  | 0 |  | 1 | 1
| INHAMBANE | INHASSORO | INHASSORO | CS de Mafassane | [5 empty] | HC | MoH | SP | 2186.8198 |  | 1 | 1 | <8 h | Collection & Delivery | Fixed & Outreach | [12 empty] | 1 | 1 | 0 | 0 | 0 | 0 | 1 | 36 | 34.3 | 0 | #DIV/0! | 0 | #DIV/0! | #DIV/0! | 0 | 0 | 0 | 0 | 0 | 0 | 36 | 34.3 | 0 | #DIV/0! | #DIV/0! | 0 | #N/A |  |  |  | #DIV/0! | [7 empty] | 0 | 0 |  |  |  | 0 |  | 1 | 1
| INHAMBANE | INHASSORO | INHASSORO | CS Macovane | [5 empty] | HC | MoH | SP | 3501.4661 |  | 1 | 1 | No | Collection & Delivery | Fixed & Outreach | [12 empty] | 1 | 1 | 0 | 0 | 0 | 0 | 1 | 55.5 | 0 | 0 | #DIV/0! | 0 | #DIV/0! | #DIV/0! | 0 | 0 | 0 | 0 | 0 | 0 | 55.5 | 0 | 0 | #DIV/0! | #DIV/0! | 0 | #N/A |  |  |  | #DIV/0! | [7 empty] | 0 | 0 |  |  |  | 0 |  | 1 | 1
| INHAMBANE | INHASSORO | INHASSORO | CS Mijoot | [5 empty] | HC | MoH | SP | 5917.2771 |  | 1 | 1 | No | Collection & Delivery | Fixed & Outreach | [12 empty] | 1 | 1 | 0 | 0 | 0 | 0 | 1 | 55.5 | 0 | 0 | #DIV/0! | 0 | #DIV/0! | #DIV/0! | 0 | 0 | 0 | 0 | 0 | 0 | 55.5 | 0 | 0 | #DIV/0! | #DIV/0! | 0 | #N/A |  |  |  | #DIV/0! | [7 empty] | 0 | 0 |  |  |  | 0 |  | 1 | 1
| INHAMBANE | INHASSORO | INHASSORO | CS Mucumbi | [5 empty] | HC | MoH | SP | 2390.2661 |  | 1 | 1 | <8 h | Collection & Delivery | Fixed & Outreach | [12 empty] | 1 | 1 | 0 | 0 | 0 | 0 | 1 | 105 | 0 | 0 | #DIV/0! | 0 | #DIV/0! | #DIV/0! | 0 | 0 | 0 | 0 | 1 | 1 | 0 | 0 | 0 | #DIV/0! | #DIV/0! | 0 | #N/A |  |  |  | #DIV/0! | [7 empty] | 0 | 0 |  |  |  | 0 |  | 1 | 1
| INHAMBANE | INHASSORO | INHASSORO | CS Nhamachafo | [5 empty] | HC | MoH | SP | 1899.4405 |  | 1 | 1 | <8 h | Collection & Delivery | Fixed & Outreach | [12 empty] | 1 | 1 | 0 | 0 | 0 | 0 | 1 | 20 | 34.3 | 0 | #DIV/0! | 0 | #DIV/0! | #DIV/0! | 0 | 0 | 0 | 0 | 1 | 1 | 0 | 0 | 0 | #DIV/0! | #DIV/0! | 0 | #N/A |  |  |  | #DIV/0! | [7 empty] | 0 | 0 |  |  |  | 0 |  | 1 | 1
| INHAMBANE | INHASSORO | INHASSORO | CS Nhapadiane | [5 empty] | HC | MoH | SP | 5077.947 |  | 1 | 1 | No | Collection & Delivery | Fixed & Outreach | [12 empty] | 1 | 1 | 0 | 0 | 0 | 0 | 1 | 36 | 34.3 | 0 | #DIV/0! | 0 | #DIV/0! | #DIV/0! | 0 | 0 | 0 | 0 | 0 | 0 | 36 | 34.3 | 0 | #DIV/0! | #DIV/0! | 0 | #N/A |  |  |  | #DIV/0! | [7 empty] | 0 | 0 |  |  |  | 0 |  | 1 | 1
| INHAMBANE | INHASSORO | INHASSORO | CS Sihane | [5 empty] | HC | MoH | SP | 8822.089 |  | 1 | 1 | <8 h | Collection & Delivery | Fixed & Outreach | [12 empty] | 1 | 1 | 0 | 0 | 0 | 0 | 1 | 80.5 | 0 | 0 | #DIV/0! | 0 | #DIV/0! | #DIV/0! | 0 | 0 | 0 | 0 | 1 | 1 | 0 | 0 | 0 | #DIV/0! | #DIV/0! | 0 | #N/A |  |  |  | #DIV/0! | [7 empty] | 0 | 0 |  |  |  | 0 |  | 1 | 1
| INHAMBANE | INHASSORO | INHASSORO | Cs.Chitsecane | [5 empty] | HC | MoH | SP | 4668.3174 |  | 1 | 1 | No | Collection & Delivery | Fixed & Outreach | [12 empty] | 1 | 1 | 0 | 0 | 0 | 0 | 1 | 55.5 | 0 | 0 | #DIV/0! | 0 | #DIV/0! | #DIV/0! | 0 | 0 | 0 | 0 | 0 | 0 | 55.5 | 0 | 0 | #DIV/0! | #DIV/0! | 0 | #N/A |  |  |  | #DIV/0! | [7 empty] | 0 | 0 |  |  |  | 0 |  | 1 | 1
| INHAMBANE | INHASSORO | INHASSORO | Mangungumete | [5 empty] | HC | MoH | SP | 12254.2192 |  | 1 | 1 | <8 h | Collection & Delivery | Fixed & Outreach | [12 empty] | 1 | 1 | 0 | 0 | 0 | 0 | 1 | 48 | 0 | 0 | #DIV/0! | 0 | #DIV/0! | #DIV/0! | 0 | 0 | 0 | 0 | 1 | 1 | 0 | 0 | 0 | #DIV/0! | #DIV/0! | 0 | #N/A |  |  |  | #DIV/0! | [7 empty] | 0 | 0 |  |  |  | 0 |  | 1 | 1
| INHAMBANE | INHASSORO | INHASSORO | Nhapele | [5 empty] | HC | MoH | SP | 1750.7331 |  | 1 | 1 | No | Collection & Delivery | Fixed & Outreach | [12 empty] | 2 | 2 | 0 | 0 | 0 | 0 | 1 | 103.5 | 0 | 0 | #DIV/0! | 0 | #DIV/0! | #DIV/0! | 0 | 0 | 0 | 0 | 1 | 1 | 55.5 | 0 | 0 | #DIV/0! | #DIV/0! | 0 | #N/A |  |  |  | #DIV/0! | [7 empty] | 0 | 0 |  |  |  | 0 |  | 1 | 1
| INHAMBANE | INHASSORO | INHASSORO | CS Cumbana | [5 empty] | HC | MoH | SP | 23050.5585 |  | 1 | 1 | <8 h | Collection & Delivery | Fixed & Outreach | [12 empty] | 0 | 0 | 0 | 0 | 0 | 0 | 0 | 0 | 0 | 0 | #DIV/0! | 0 | #DIV/0! | #DIV/0! | 0 | 0 | 0 | 0 | 0 | 0 | 0 | 0 | 0 | Extens_Solar | #DIV/0! | 0 | #N/A |  |  |  | 0 | [7 empty] | 0 | 0 |  |  |  | 0 |  | 1 | 1
| INHAMBANE | INHASSORO | INHASSORO | CS Ligogo | [5 empty] | HC | MoH | SP | 15785.7917 |  | 1 | 1 | <8 h | Collection & Delivery | Fixed & Outreach | [12 empty] | 0 | 0 | 0 | 0 | 0 | 0 | 0 | 0 | 0 | 0 | #DIV/0! | 0 | #DIV/0! | #DIV/0! | 0 | 0 | 0 | 0 | 0 | 0 | 0 | 0 | 0 | Extens_Solar | #DIV/0! | 0 | #N/A |  |  |  | 0 | [7 empty] | 0 | 0 |  |  |  | 0 |  | 1 | 1
| INHAMBANE | VILANCULOS | VILANCULOS | Depósito D. VILANCULOS "Intermediário" | [5 empty] | DVS | MoH | LD | 161456 |  | 1 | 1 | 8-16 h | Collection & Delivery | No vaccination | [12 empty] | 4 | 4 | 0 | 0 | 1 | 0 | 1 | 7919.8077 | 34.3 | 0 | #DIV/0! | #DIV/0! | #DIV/0! | #DIV/0! | 0 | 0 | 0 | 0 | 0 | 0 | 7919.8077 | 34.3 | 0 | #DIV/0! | #DIV/0! | 0 | #N/A |  |  |  | #DIV/0! | [5 empty] | #DIV/0! | #DIV/0! | 0 | #N/A |  |  |  | #DIV/0! |  | 0 | 0
| INHAMBANE | VILANCULOS | VILANCULOS | CS Belane | [5 empty] | HC | MoH | SP | 24835.0472 |  | 1 | 1 | No | Collection & Delivery | Fixed & Outreach | [12 empty] | 2 | 2 | 0 | 0 | 0 | 0 | 1 | 100.5 | 34.3 | 0 | #DIV/0! | 0 | #DIV/0! | #DIV/0! | 0 | 0 | 0 | 0 | 2 | 2 | 0 | 0 | 0 | #DIV/0! | #DIV/0! | 0 | #N/A |  |  |  | #DIV/0! | [7 empty] | 0 | 0 |  |  |  | 0 |  | 1 | 1
| INHAMBANE | VILANCULOS | VILANCULOS | CS Chibuene | [5 empty] | HC | MoH | SP | 6210.1303 |  | 1 | 1 | No | Collection & Delivery | Fixed & Outreach | [12 empty] | 2 | 2 | 0 | 0 | 0 | 0 | 1 | 91.5 | 34.3 | 0 | #DIV/0! | 0 | #DIV/0! | #DIV/0! | 0 | 0 | 0 | 0 | 0 | 0 | 91.5 | 34.3 | 0 | #DIV/0! | #DIV/0! | 0 | #N/A |  |  |  | #DIV/0! | [7 empty] | 0 | 0 |  |  |  | 0 |  | 1 | 1
| INHAMBANE | VILANCULOS | VILANCULOS | CS de Macunhe | [5 empty] | HC | MoH | SP | 5123.5628 |  | 1 | 1 | No | Collection & Delivery | Fixed & Outreach | [12 empty] | 1 | 1 | 0 | 0 | 0 | 0 | 1 | 76 | 30 | 0 | #DIV/0! | 0 | #DIV/0! | #DIV/0! | 1 | 0 | 0 | 0 | 0 | 1 | 0 | 0 | 0 | #DIV/0! | #DIV/0! | 0 | #N/A |  |  |  | #DIV/0! | [7 empty] | 0 | 0 |  |  |  | 0 |  | 1 | 1
| INHAMBANE | VILANCULOS | VILANCULOS | CS Machanissa | [5 empty] | HC | MoH | SP | 9315.6516 |  | 1 | 1 | <8 h | Collection & Delivery | Fixed & Outreach | [12 empty] | 1 | 1 | 0 | 0 | 0 | 0 | 1 | 80.5 | 0 | 0 | #DIV/0! | 0 | #DIV/0! | #DIV/0! | 0 | 0 | 0 | 0 | 1 | 1 | 0 | 0 | 0 | #DIV/0! | #DIV/0! | 0 | #N/A |  |  |  | #DIV/0! | [7 empty] | 0 | 0 |  |  |  | 0 |  | 1 | 1
| INHAMBANE | VILANCULOS | VILANCULOS | CS Mapinhane | [5 empty] | HC | MoH | SP | 29031.6977 |  | 1 | 1 | No | Collection & Delivery | Fixed & Outreach | [12 empty] | 1 | 1 | 0 | 0 | 0 | 0 | 1 | 80.5 | 0 | 0 | #DIV/0! | 0 | #DIV/0! | #DIV/0! | 0 | 0 | 0 | 0 | 1 | 1 | 0 | 0 | 0 | #DIV/0! | #DIV/0! | 0 | #N/A |  |  |  | #DIV/0! | [7 empty] | 0 | 0 |  |  |  | 0 |  | 1 | 1
| INHAMBANE | VILANCULOS | VILANCULOS | CS Pambarra | [5 empty] | HC | MoH | SP | 1787.2257 |  | 1 | 1 | No | Collection & Delivery | Fixed & Outreach | [12 empty] | 1 | 1 | 0 | 0 | 0 | 0 | 1 | 0 | 0 | 0 | #DIV/0! | 0 | #DIV/0! | #DIV/0! | 1 | 0 | 0 | 0 | 0 | 1 | 0 | 0 | 0 | #DIV/0! | #DIV/0! | 0 | #N/A |  |  |  | #DIV/0! | [7 empty] | 0 | 0 |  |  |  | 0 |  | 1 | 1
| INHAMBANE | VILANCULOS | VILANCULOS | CS Quewene | [5 empty] | HC | MoH | SP | 5432.8376 |  | 1 | 1 | <8 h | Collection & Delivery | Fixed & Outreach | [12 empty] | 1 | 1 | 0 | 0 | 0 | 0 | 1 | 55.5 | 0 | 0 | #DIV/0! | 0 | #DIV/0! | #DIV/0! | 0 | 0 | 0 | 0 | 0 | 0 | 55.5 | 0 | 0 | #DIV/0! | #DIV/0! | 0 | #N/A |  |  |  | #DIV/0! | [7 empty] | 0 | 0 |  |  |  | 0 |  | 1 | 1
| INHAMBANE | VILANCULOS | VILANCULOS | Sede CS Vilanculos | [5 empty] | HC | MoH | SP | 41918.1513 |  | 1 | 1 | <8 h | Collection & Delivery | Fixed & Outreach | [12 empty] | 4 | 4 | 0 | 0 | 0 | 0 | 1 | 208 | 68.6 | 0 | #DIV/0! | 0 | #DIV/0! | #DIV/0! | 0 | 0 | 0 | 0 | 1 | 1 | 127.5 | 68.6 | 0 | #DIV/0! | #DIV/0! | 0 | #N/A |  |  |  | #DIV/0! | [7 empty] | 0 | 0 |  |  |  | 0 |  | 1 | 1
| INHAMBANE | VILANCULOS | VILANCULOS | Cala | [5 empty] | HC | MoH | SP | 13882.702 |  | 1 | 1 | No | Collection & Delivery | Fixed & Outreach | [12 empty] | 0 | 0 | 0 | 0 | 0 | 0 | 0 | 0 | 0 | 0 | #DIV/0! | 0 | #DIV/0! | #DIV/0! | 0 | 0 | 0 | 0 | 0 | 0 | 0 | 0 | 0 | Extens_Solar | #DIV/0! | 0 | #N/A |  |  |  | 0 | [7 empty] | 0 | 0 |  |  |  | 0 |  | 1 | 1
| INHAMBANE | VILANCULOS | VILANCULOS | Chipole | [5 empty] | HC | MoH | SP | 2686.7686 |  | 1 | 1 | <8 h | Collection & Delivery | Fixed & Outreach | [12 empty] | 0 | 0 | 0 | 0 | 0 | 0 | 0 | 0 | 0 | 0 | #DIV/0! | 0 | #DIV/0! | #DIV/0! | 0 | 0 | 0 | 0 | 0 | 0 | 0 | 0 | 0 | Extens_Solar | #DIV/0! | 0 | #N/A |  |  |  | 0 | [7 empty] | 0 | 0 |  |  |  | 0 |  | 1 | 1
| INHAMBANE | MABOTE | MABOTE | Depósito D. MABOTE | [5 empty] | DVS | MoH | LD | 52799 |  | 1 | 1 | 8-16 h | Collection & Delivery | No vaccination | [12 empty] | 3 | 2 | 0 | 0 | 0 | 0 | 1 | 111 | 0 | 0 | #DIV/0! | #DIV/0! | #DIV/0! | #DIV/0! | 1 | 0 | 0 | 0 | 0 | 1 | 111 | 0 | 0 | #DIV/0! | #DIV/0! | 0 | #N/A |  |  |  | #DIV/0! | [5 empty] | Extens_Electric | #DIV/0! | 0 | #N/A |  |  |  | 0 |  | 0 | 0
| INHAMBANE | MABOTE | MABOTE | Mussengue | [5 empty] | HC | MoH | SP | 10301.8644 |  | 1 | 1 | No | Collection & Delivery | Fixed & Outreach | [12 empty] | 2 | 2 | 0 | 0 | 0 | 0 | 1 | 91.5 | 34.3 | 0 | #DIV/0! | 0 | #DIV/0! | #DIV/0! | 0 | 0 | 0 | 0 | 0 | 0 | 91.5 | 34.3 | 0 | #DIV/0! | #DIV/0! | 0 | #N/A |  |  |  | #DIV/0! | [7 empty] | 0 | 0 |  |  |  | 0 |  | 1 | 1
| INHAMBANE | MABOTE | MABOTE | Papatane | [5 empty] | HC | MoH | SP | 3142.0139 |  | 1 | 1 | No | Collection & Delivery | Fixed & Outreach | [12 empty] | 1 | 1 | 0 | 0 | 0 | 0 | 1 | 80.5 | 0 | 0 | #DIV/0! | 0 | #DIV/0! | #DIV/0! | 0 | 0 | 0 | 0 | 1 | 1 | 0 | 0 | 0 | #DIV/0! | #DIV/0! | 0 | #N/A |  |  |  | #DIV/0! | [7 empty] | 0 | 0 |  |  |  | 0 |  | 1 | 1
| INHAMBANE | MABOTE | MABOTE | Sede | [5 empty] | HC | MoH | SP | 16171.7011 |  | 1 | 1 | No | Collection & Delivery | Fixed & Outreach | [12 empty] | 1 | 1 | 0 | 0 | 0 | 0 | 1 | 36 | 34.3 | 0 | #DIV/0! | 0 | #DIV/0! | #DIV/0! | 0 | 0 | 0 | 0 | 0 | 0 | 36 | 34.3 | 0 | #DIV/0! | #DIV/0! | 0 | #N/A |  |  |  | #DIV/0! | [7 empty] | 0 | 0 |  |  |  | 0 |  | 1 | 1
| INHAMBANE | MABOTE | MABOTE | Tanguane | [5 empty] | HC | MoH | SP | 3028.8868 |  | 1 | 1 | No | Collection & Delivery | Fixed & Outreach | [12 empty] | 1 | 1 | 0 | 0 | 0 | 0 | 1 | 55.5 | 0 | 0 | #DIV/0! | 0 | #DIV/0! | #DIV/0! | 0 | 0 | 0 | 0 | 0 | 0 | 55.5 | 0 | 0 | #DIV/0! | #DIV/0! | 0 | #N/A |  |  |  | #DIV/0! | [7 empty] | 0 | 0 |  |  |  | 0 |  | 1 | 1
| INHAMBANE | MABOTE | MABOTE | Zimane | [5 empty] | HC | MoH | SP | 4107.2435 |  | 1 | 1 | <8 h | Collection & Delivery | Fixed & Outreach | [12 empty] | 1 | 1 | 0 | 0 | 0 | 0 | 1 | 0 | 0 | 0 | #DIV/0! | 0 | #DIV/0! | #DIV/0! | 1 | 0 | 0 | 0 | 0 | 1 | 0 | 0 | 0 | #DIV/0! | #DIV/0! | 0 | #N/A |  |  |  | #DIV/0! | [7 empty] | 0 | 0 |  |  |  | 0 |  | 1 | 1
| INHAMBANE | MABOTE | MABOTE | Chiunze | [5 empty] | HC | MoH | SP | 7536.6367 |  | 1 | 1 | No | Collection & Delivery | Fixed & Outreach | [12 empty] | 0 | 0 | 0 | 0 | 0 | 0 | 0 | 0 | 0 | 0 | #DIV/0! | 0 | #DIV/0! | #DIV/0! | 0 | 0 | 0 | 0 | 0 | 0 | 0 | 0 | 0 | Extens_Solar | #DIV/0! | 0 | #N/A |  |  |  | 0 | [7 empty] | 0 | 0 |  |  |  | 0 |  | 1 | 1
| INHAMBANE | MABOTE | MABOTE | CS Balata | [5 empty] | HC | MoH | SP | 3895.5864 |  | 1 | 1 | No | Collection & Delivery | Fixed & Outreach | [12 empty] | 0 | 0 | 0 | 0 | 0 | 0 | 0 | 0 | 0 | 0 | #DIV/0! | 0 | #DIV/0! | #DIV/0! | 0 | 0 | 0 | 0 | 0 | 0 | 0 | 0 | 0 | Extens_Solar | #DIV/0! | 0 | #N/A |  |  |  | 0 | [7 empty] | 0 | 0 |  |  |  | 0 |  | 1 | 1
| INHAMBANE | FUNHALOURO | FUNHALOURO | Depósito D. FUNHALOURO | [5 empty] | DVS | MoH | LD | 16429 |  | 1 | 1 | 8-16 h | Collection & Delivery | No vaccination | [12 empty] | 1 | 1 | 0 | 0 | 0 | 0 | 1 | 55.5 | 0 | 0 | #DIV/0! | #DIV/0! | #DIV/0! | #DIV/0! | 0 | 0 | 0 | 0 | 0 | 0 | 55.5 | 0 | 0 | #DIV/0! | #DIV/0! | 0 | #N/A |  |  |  | #DIV/0! | [5 empty] | Extens_Electric | #DIV/0! | 0 | #N/A |  |  |  | 0 |  | 0 | 0
| INHAMBANE | FUNHALOURO | FUNHALOURO | CS Manhiça | [5 empty] | HC | MoH | SP | 912.3153 |  | 1 | 1 | <8 h | Collection & Delivery | Fixed & Outreach | [12 empty] | 1 | 1 | 0 | 0 | 0 | 0 | 1 | 36 | 34.3 | 0 | #DIV/0! | 0 | #DIV/0! | #DIV/0! | 0 | 0 | 0 | 0 | 0 | 0 | 36 | 34.3 | 0 | #DIV/0! | #DIV/0! | 0 | #N/A |  |  |  | #DIV/0! | [7 empty] | 0 | 0 |  |  |  | 0 |  | 1 | 1
| INHAMBANE | FUNHALOURO | FUNHALOURO | CS Mavume | [5 empty] | HC | MoH | SP | 2788.0356 |  | 1 | 1 | No | Collection & Delivery | Fixed & Outreach | [12 empty] | 1 | 1 | 0 | 0 | 0 | 0 | 1 | 36 | 34.3 | 0 | #DIV/0! | 0 | #DIV/0! | #DIV/0! | 0 | 0 | 0 | 0 | 0 | 0 | 36 | 34.3 | 0 | #DIV/0! | #DIV/0! | 0 | #N/A |  |  |  | #DIV/0! | [7 empty] | 0 | 0 |  |  |  | 0 |  | 1 | 1
| INHAMBANE | FUNHALOURO | FUNHALOURO | CSTome | [5 empty] | HC | MoH | SP | 1121.2355 |  | 1 | 1 | No | Collection & Delivery | Fixed & Outreach | [12 empty] | 1 | 1 | 0 | 0 | 0 | 0 | 1 | 48 | 0 | 0 | #DIV/0! | 0 | #DIV/0! | #DIV/0! | 0 | 0 | 0 | 0 | 1 | 1 | 0 | 0 | 0 | #DIV/0! | #DIV/0! | 0 | #N/A |  |  |  | #DIV/0! | [7 empty] | 0 | 0 |  |  |  | 0 |  | 1 | 1
| INHAMBANE | FUNHALOURO | FUNHALOURO | Sede CS -Funhalouro | [5 empty] | HC | MoH | SP | 6835.9786 |  | 1 | 1 | <8 h | Collection & Delivery | Fixed & Outreach | [12 empty] | 1 | 1 | 0 | 0 | 0 | 0 | 1 | 48 | 0 | 0 | #DIV/0! | 0 | #DIV/0! | #DIV/0! | 0 | 0 | 0 | 0 | 1 | 1 | 0 | 0 | 0 | #DIV/0! | #DIV/0! | 0 | #N/A |  |  |  | #DIV/0! | [7 empty] | 0 | 0 |  |  |  | 0 |  | 1 | 1
| INHAMBANE | FUNHALOURO | FUNHALOURO | Tsenane | [5 empty] | HC | MoH | SP | 3436.6918 |  | 1 | 1 | No | Collection & Delivery | Fixed & Outreach | [12 empty] | 1 | 1 | 0 | 0 | 0 | 0 | 1 | 80.5 | 0 | 0 | #DIV/0! | 0 | #DIV/0! | #DIV/0! | 0 | 0 | 0 | 0 | 0 | 0 | 80.5 | 0 | 0 | #DIV/0! | #DIV/0! | 0 | #N/A |  |  |  | #DIV/0! | [7 empty] | 0 | 0 |  |  |  | 0 |  | 1 | 1
| INHAMBANE | MASSINGA | MASSINGA | Depósito D. MASSINGA | [5 empty] | DVS | MoH | LD | 248831 |  | 1 | 1 | 8-16 h | Collection & Delivery | No vaccination | [12 empty] | 2 | 2 | 0 | 0 | 0 | 0 | 1 | 91.5 | 34.3 | 0 | #DIV/0! | #DIV/0! | #DIV/0! | #DIV/0! | 0 | 0 | 0 | 0 | 0 | 0 | 91.5 | 34.3 | 0 | #DIV/0! | #DIV/0! | 0 | #N/A |  |  |  | #DIV/0! | [5 empty] | #DIV/0! | #DIV/0! | 0 | #N/A |  |  |  | #DIV/0! |  | 0 | 0
| INHAMBANE | MASSINGA | MASSINGA | CS Cangela | [5 empty] | HC | MoH | SP | 16958.1169 |  | 1 | 1 | No | Collection & Delivery | Fixed & Outreach | [12 empty] | 2 | 2 | 0 | 0 | 0 | 0 | 1 | 91.5 | 34.3 | 0 | #DIV/0! | 0 | #DIV/0! | #DIV/0! | 0 | 0 | 0 | 0 | 0 | 0 | 91.5 | 34.3 | 0 | #DIV/0! | #DIV/0! | 0 | #N/A |  |  |  | #DIV/0! | [7 empty] | 0 | 0 |  |  |  | 0 |  | 1 | 1
| INHAMBANE | MASSINGA | MASSINGA | CS Chituane | [5 empty] | HC | MoH | SP | 9551.9412 |  | 1 | 1 | No | Collection & Delivery | Fixed & Outreach | [12 empty] | 1 | 1 | 0 | 0 | 0 | 0 | 1 | 80.5 | 0 | 0 | #DIV/0! | 0 | #DIV/0! | #DIV/0! | 0 | 0 | 0 | 0 | 0 | 0 | 80.5 | 0 | 0 | #DIV/0! | #DIV/0! | 0 | #N/A |  |  |  | #DIV/0! | [7 empty] | 0 | 0 |  |  |  | 0 |  | 1 | 1
| INHAMBANE | MASSINGA | MASSINGA | CS Inhaloi | [5 empty] | HC | MoH | SP | 17523.7524 |  | 1 | 1 | No | Collection & Delivery | Fixed & Outreach | [12 empty] | 1 | 1 | 0 | 0 | 0 | 0 | 1 | 36 | 34.3 | 0 | #DIV/0! | 0 | #DIV/0! | #DIV/0! | 0 | 0 | 0 | 0 | 0 | 0 | 36 | 34.3 | 0 | #DIV/0! | #DIV/0! | 0 | #N/A |  |  |  | #DIV/0! | [7 empty] | 0 | 0 |  |  |  | 0 |  | 1 | 1
| INHAMBANE | MASSINGA | MASSINGA | CS Mangonha | [5 empty] | HC | MoH | SP | 16204.5445 |  | 1 | 1 | No | Collection & Delivery | Fixed & Outreach | [12 empty] | 1 | 1 | 0 | 0 | 0 | 0 | 1 | 80.5 | 0 | 0 | #DIV/0! | 0 | #DIV/0! | #DIV/0! | 0 | 0 | 0 | 0 | 0 | 0 | 80.5 | 0 | 0 | #DIV/0! | #DIV/0! | 0 | #N/A |  |  |  | #DIV/0! | [7 empty] | 0 | 0 |  |  |  | 0 |  | 1 | 1
| INHAMBANE | MASSINGA | MASSINGA | CS Murrie | [5 empty] | HC | MoH | SP | 13190.2547 |  | 1 | 1 | No | Collection & Delivery | Fixed & Outreach | [12 empty] | 1 | 1 | 0 | 0 | 0 | 0 | 1 | 80.5 | 0 | 0 | #DIV/0! | 0 | #DIV/0! | #DIV/0! | 0 | 0 | 0 | 0 | 0 | 0 | 80.5 | 0 | 0 | #DIV/0! | #DIV/0! | 0 | #N/A |  |  |  | #DIV/0! | [7 empty] | 0 | 0 |  |  |  | 0 |  | 1 | 1
| INHAMBANE | MASSINGA | MASSINGA | CS Muvamba | [5 empty] | HC | MoH | SP | 9798.2664 |  | 1 | 1 | No | Collection & Delivery | Fixed & Outreach | [12 empty] | 1 | 1 | 0 | 0 | 0 | 0 | 1 | 55.5 | 0 | 0 | #DIV/0! | 0 | #DIV/0! | #DIV/0! | 0 | 0 | 0 | 0 | 0 | 0 | 55.5 | 0 | 0 | #DIV/0! | #DIV/0! | 0 | #N/A |  |  |  | #DIV/0! | [7 empty] | 0 | 0 |  |  |  | 0 |  | 1 | 1
| INHAMBANE | MASSINGA | MASSINGA | CS Muxungo | [5 empty] | HC | MoH | SP | 5652.7056 |  | 1 | 1 | No | Collection & Delivery | Fixed & Outreach | [12 empty] | 1 | 1 | 0 | 0 | 0 | 0 | 1 | 20 | 34.3 | 0 | #DIV/0! | 0 | #DIV/0! | #DIV/0! | 0 | 0 | 0 | 0 | 1 | 1 | 0 | 0 | 0 | #DIV/0! | #DIV/0! | 0 | #N/A |  |  |  | #DIV/0! | [7 empty] | 0 | 0 |  |  |  | 0 |  | 1 | 1
| INHAMBANE | MASSINGA | MASSINGA | CSChicomo | [5 empty] | HC | MoH | SP | 5652.7056 |  | 1 | 1 | No | Collection & Delivery | Fixed & Outreach | [12 empty] | 1 | 1 | 0 | 0 | 0 | 0 | 1 | 55.5 | 0 | 0 | #DIV/0! | 0 | #DIV/0! | #DIV/0! | 0 | 0 | 0 | 0 | 0 | 0 | 55.5 | 0 | 0 | #DIV/0! | #DIV/0! | 0 | #N/A |  |  |  | #DIV/0! | [7 empty] | 0 | 0 |  |  |  | 0 |  | 1 | 1
| INHAMBANE | MASSINGA | MASSINGA | Nhachengue | [5 empty] | HC | MoH | SP | 13190.2547 |  | 1 | 1 | No | Collection & Delivery | Fixed & Outreach | [12 empty] | 1 | 1 | 0 | 0 | 0 | 0 | 1 | 80.5 | 0 | 0 | #DIV/0! | 0 | #DIV/0! | #DIV/0! | 0 | 0 | 0 | 0 | 0 | 0 | 80.5 | 0 | 0 | #DIV/0! | #DIV/0! | 0 | #N/A |  |  |  | #DIV/0! | [7 empty] | 0 | 0 |  |  |  | 0 |  | 1 | 1
| INHAMBANE | MASSINGA | MASSINGA | Rio das Pedras | [5 empty] | HC | MoH | SP | 27322.0188 |  | 1 | 1 | No | Collection & Delivery | Fixed & Outreach | [12 empty] | 1 | 1 | 0 | 0 | 0 | 0 | 1 | 105 | 0 | 0 | #DIV/0! | 0 | #DIV/0! | #DIV/0! | 0 | 0 | 0 | 0 | 1 | 1 | 0 | 0 | 0 | #DIV/0! | #DIV/0! | 0 | #N/A |  |  |  | #DIV/0! | [7 empty] | 0 | 0 |  |  |  | 0 |  | 1 | 1
| INHAMBANE | MASSINGA | MASSINGA | Sede - Hospital Distrital | [5 empty] | HC | MoH | SP | 41642.6321 |  | 1 | 1 | No | Collection & Delivery | Fixed & Outreach | [12 empty] | 1 | 1 | 0 | 0 | 0 | 0 | 1 | 36 | 34.3 | 0 | #DIV/0! | 0 | #DIV/0! | #DIV/0! | 0 | 0 | 0 | 0 | 0 | 0 | 36 | 34.3 | 0 | #DIV/0! | #DIV/0! | 0 | #N/A |  |  |  | #DIV/0! | [7 empty] | 0 | 0 |  |  |  | 0 |  | 1 | 1
| INHAMBANE | MASSINGA | MASSINGA | CS Agostinho Neto | [5 empty] | HC | MoH | SP | 10102.0674 |  | 1 | 1 | No | Collection & Delivery | Fixed & Outreach | [12 empty] | 0 | 0 | 0 | 0 | 0 | 0 | 0 | 0 | 0 | 0 | #DIV/0! | 0 | #DIV/0! | #DIV/0! | 0 | 0 | 0 | 0 | 0 | 0 | 0 | 0 | 0 | Extens_Solar | #DIV/0! | 0 | #N/A |  |  |  | 0 | [7 empty] | 0 | 0 |  |  |  | 0 |  | 1 | 1
| INHAMBANE | MASSINGA | MASSINGA | CS Bembe | [5 empty] | HC | MoH | SP | 8078.552 |  | 1 | 1 | <8 h | Collection & Delivery | Fixed & Outreach | [12 empty] | 0 | 0 | 0 | 0 | 0 | 0 | 0 | 0 | 0 | 0 | #DIV/0! | 0 | #DIV/0! | #DIV/0! | 0 | 0 | 0 | 0 | 0 | 0 | 0 | 0 | 0 | Extens_Solar | #DIV/0! | 0 | #N/A |  |  |  | 0 | [7 empty] | 0 | 0 |  |  |  | 0 |  | 1 | 1
| INHAMBANE | MORRUMBENE | MORRUMBENE | Depósito D. MORRUMBENE | [5 empty] | DVS | MoH | LD | 118215 |  | 1 | 1 | 8-16 h | Collection & Delivery | No vaccination | [12 empty] | 2 | 2 | 0 | 0 | 0 | 0 | 1 | 91.5 | 34.3 | 0 | #DIV/0! | #DIV/0! | #DIV/0! | #DIV/0! | 0 | 0 | 0 | 0 | 0 | 0 | 91.5 | 34.3 | 0 | #DIV/0! | #DIV/0! | 0 | #N/A |  |  |  | #DIV/0! | [5 empty] | #DIV/0! | #DIV/0! | 0 | #N/A |  |  |  | #DIV/0! |  | 0 | 0
| INHAMBANE | MORRUMBENE | MORRUMBENE | CS Barrane | [5 empty] | HC | MoH | SP | 6957.3165 |  | 1 | 1 | <8 h | Collection & Delivery | Fixed & Outreach | [12 empty] | 2 | 2 | 0 | 0 | 0 | 0 | 1 | 103.5 | 0 | 0 | #DIV/0! | 0 | #DIV/0! | #DIV/0! | 0 | 0 | 0 | 0 | 1 | 1 | 55.5 | 0 | 0 | #DIV/0! | #DIV/0! | 0 | #N/A |  |  |  | #DIV/0! | [7 empty] | 0 | 0 |  |  |  | 0 |  | 1 | 1
| INHAMBANE | MORRUMBENE | MORRUMBENE | CS Gotite | [5 empty] | HC | MoH | SP | 12523.3522 |  | 1 | 1 | No | Collection & Delivery | Fixed & Outreach | [12 empty] | 1 | 1 | 0 | 0 | 0 | 0 | 1 | 55.5 | 0 | 0 | #DIV/0! | 0 | #DIV/0! | #DIV/0! | 0 | 0 | 0 | 0 | 0 | 0 | 55.5 | 0 | 0 | #DIV/0! | #DIV/0! | 0 | #N/A |  |  |  | #DIV/0! | [7 empty] | 0 | 0 |  |  |  | 0 |  | 1 | 1
| INHAMBANE | MORRUMBENE | MORRUMBENE | CS Magumbo | [5 empty] | HC | MoH | SP | 5566.0357 |  | 1 | 1 | <8 h | Collection & Delivery | Fixed & Outreach | [12 empty] | 1 | 1 | 0 | 0 | 0 | 0 | 1 | 55.5 | 0 | 0 | #DIV/0! | 0 | #DIV/0! | #DIV/0! | 0 | 0 | 0 | 0 | 0 | 0 | 55.5 | 0 | 0 | #DIV/0! | #DIV/0! | 0 | #N/A |  |  |  | #DIV/0! | [7 empty] | 0 | 0 |  |  |  | 0 |  | 1 | 1
| INHAMBANE | MORRUMBENE | MORRUMBENE | CS Mahangue | [5 empty] | HC | MoH | SP | 9739.8782 |  | 1 | 1 | <8 h | Collection & Delivery | Fixed & Outreach | [12 empty] | 1 | 1 | 0 | 0 | 0 | 0 | 1 | 0 | 0 | 0 | #DIV/0! | 0 | #DIV/0! | #DIV/0! | 1 | 0 | 0 | 0 | 0 | 1 | 0 | 0 | 0 | #DIV/0! | #DIV/0! | 0 | #N/A |  |  |  | #DIV/0! | [7 empty] | 0 | 0 |  |  |  | 0 |  | 1 | 1
| INHAMBANE | MORRUMBENE | MORRUMBENE | CS Maivene | [5 empty] | HC | MoH | SP | 15305.9139 |  | 1 | 1 | No | Collection & Delivery | Fixed & Outreach | [12 empty] | 1 | 1 | 0 | 0 | 0 | 0 | 1 | 55.5 | 0 | 0 | #DIV/0! | 0 | #DIV/0! | #DIV/0! | 0 | 0 | 0 | 0 | 0 | 0 | 55.5 | 0 | 0 | #DIV/0! | #DIV/0! | 0 | #N/A |  |  |  | #DIV/0! | [7 empty] | 0 | 0 |  |  |  | 0 |  | 1 | 1
| INHAMBANE | MORRUMBENE | MORRUMBENE | CS Matacalane | [5 empty] | HC | MoH | SP | 11131.159 |  | 1 | 1 | <8 h | Collection & Delivery | Fixed & Outreach | [12 empty] | 1 | 1 | 0 | 0 | 0 | 0 | 1 | 55.5 | 0 | 0 | #DIV/0! | 0 | #DIV/0! | #DIV/0! | 0 | 0 | 0 | 0 | 0 | 0 | 55.5 | 0 | 0 | #DIV/0! | #DIV/0! | 0 | #N/A |  |  |  | #DIV/0! | [7 empty] | 0 | 0 |  |  |  | 0 |  | 1 | 1
| INHAMBANE | MORRUMBENE | MORRUMBENE | CS Sitila | [5 empty] | HC | MoH | SP | 9739.8782 |  | 1 | 1 | No | Collection & Delivery | Fixed & Outreach | [12 empty] | 1 | 1 | 0 | 0 | 0 | 0 | 1 | 55.5 | 0 | 0 | #DIV/0! | 0 | #DIV/0! | #DIV/0! | 0 | 0 | 0 | 0 | 0 | 0 | 55.5 | 0 | 0 | #DIV/0! | #DIV/0! | 0 | #N/A |  |  |  | #DIV/0! | [7 empty] | 0 | 0 |  |  |  | 0 |  | 1 | 1
| INHAMBANE | MORRUMBENE | MORRUMBENE | Mocodoene | [5 empty] | HC | MoH | SP | 11131.159 |  | 1 | 1 | <8 h | Collection & Delivery | Fixed & Outreach | [12 empty] | 1 | 1 | 0 | 0 | 0 | 0 | 1 | 20 | 34.3 | 0 | #DIV/0! | 0 | #DIV/0! | #DIV/0! | 0 | 0 | 0 | 0 | 1 | 1 | 0 | 0 | 0 | #DIV/0! | #DIV/0! | 0 | #N/A |  |  |  | #DIV/0! | [7 empty] | 0 | 0 |  |  |  | 0 |  | 1 | 1
| INHAMBANE | MORRUMBENE | MORRUMBENE | Sede Morrumbene | [5 empty] | HC | MoH | SP | 7416.2111 |  | 1 | 1 | <8 h | Collection & Delivery | Fixed & Outreach | [12 empty] | 1 | 1 | 0 | 0 | 0 | 0 | 1 | 48 | 0 | 0 | #DIV/0! | 0 | #DIV/0! | #DIV/0! | 0 | 0 | 0 | 0 | 1 | 1 | 0 | 0 | 0 | #DIV/0! | #DIV/0! | 0 | #N/A |  |  |  | #DIV/0! | [7 empty] | 0 | 0 |  |  |  | 0 |  | 1 | 1
| INHAMBANE | MORRUMBENE | MORRUMBENE | CS Djodjo | [5 empty] | HC | MoH | SP | 2906.6366 |  | 1 | 1 | <8 h | Collection & Delivery | Fixed & Outreach | [12 empty] | 0 | 0 | 0 | 0 | 0 | 0 | 0 | 0 | 0 | 0 | #DIV/0! | 0 | #DIV/0! | #DIV/0! | 0 | 0 | 0 | 0 | 0 | 0 | 0 | 0 | 0 | Extens_Solar | #DIV/0! | 0 | #N/A |  |  |  | 0 | [7 empty] | 0 | 0 |  |  |  | 0 |  | 1 | 1
| INHAMBANE | MORRUMBENE | MORRUMBENE | CS Inhassune | [5 empty] | HC | MoH | SP | 8236.3826 |  | 1 | 1 | <8 h | Collection & Delivery | Fixed & Outreach | [12 empty] | 0 | 0 | 0 | 0 | 0 | 0 | 0 | 0 | 0 | 0 | #DIV/0! | 0 | #DIV/0! | #DIV/0! | 0 | 0 | 0 | 0 | 0 | 0 | 0 | 0 | 0 | Extens_Solar | #DIV/0! | 0 | #N/A |  |  |  | 0 | [7 empty] | 0 | 0 |  |  |  | 0 |  | 1 | 1
| INHAMBANE | MAXIXE | MAXIXE | Depósito D. MAXIXE | [5 empty] | DVS | MoH | LD | 158219 |  | 1 | 1 | 8-16 h | Collection & Delivery | No vaccination | [12 empty] | 3 | 0 | 0 | 0 | 0 | 0 | 1 | 48 | 4.8 | 0 | #DIV/0! | #DIV/0! | #DIV/0! | #DIV/0! | 3 | 0 | 0 | 0 | 0 | 3 | 0 | 0 | 0 | #DIV/0! | #DIV/0! | 0 | #N/A |  |  |  | #DIV/0! | [5 empty] | #DIV/0! | #DIV/0! | 0 | #N/A |  |  |  | #DIV/0! |  | 0 | 0
| INHAMBANE | MAXIXE | MAXIXE | CS Chicuque | [5 empty] | HC | MoH | SP | 21208.5939 |  | 1 | 1 | <8 h | Collection & Delivery | Fixed & Outreach | [12 empty] | 2 | 1 | 0 | 0 | 0 | 0 | 1 | 73.7 | 1.2 | 0 | #DIV/0! | 0 | #DIV/0! | #DIV/0! | 1 | 0 | 0 | 0 | 0 | 1 | 55.5 | 0 | 0 | #DIV/0! | #DIV/0! | 0 | #N/A |  |  |  | #DIV/0! | [7 empty] | 0 | 0 |  |  |  | 0 |  | 1 | 1
| INHAMBANE | MAXIXE | MAXIXE | CS Cuguana | [5 empty] | HC | MoH | SP | 5091.6317 |  | 1 | 1 | <8 h | Collection & Delivery | Fixed & Outreach | [12 empty] | 1 | 0 | 0 | 0 | 0 | 0 | 1 | 24 | 8 | 0 | #DIV/0! | 0 | #DIV/0! | #DIV/0! | 1 | 0 | 0 | 0 | 0 | 1 | 0 | 0 | 0 | #DIV/0! | #DIV/0! | 0 | #N/A |  |  |  | #DIV/0! | [7 empty] | 0 | 0 |  |  |  | 0 |  | 1 | 1
| INHAMBANE | MAXIXE | MAXIXE | CS Dambo | [5 empty] | HC | MoH | SP | 7569.4801 |  | 1 | 1 | <8 h | Collection & Delivery | Fixed & Outreach | [12 empty] | 1 | 0 | 0 | 0 | 0 | 0 | 1 | 24 | 4.8 | 0 | #DIV/0! | 0 | #DIV/0! | #DIV/0! | 1 | 0 | 0 | 0 | 0 | 1 | 0 | 0 | 0 | #DIV/0! | #DIV/0! | 0 | #N/A |  |  |  | #DIV/0! | [7 empty] | 0 | 0 |  |  |  | 0 |  | 1 | 1
| INHAMBANE | MAXIXE | MAXIXE | CS Mabil -Joaquim Chissano | [5 empty] | HC | MoH | SP | 10604.7531 |  | 1 | 1 | No | Collection & Delivery | Fixed & Outreach | [12 empty] | 1 | 0 | 0 | 0 | 0 | 0 | 1 | 0 | 0 | 0 | #DIV/0! | 0 | #DIV/0! | #DIV/0! | 1 | 0 | 0 | 0 | 0 | 1 | 0 | 0 | 0 | #DIV/0! | #DIV/0! | 0 | #N/A |  |  |  | #DIV/0! | [7 empty] | 0 | 0 |  |  |  | 0 |  | 1 | 1
| INHAMBANE | MAXIXE | MAXIXE | CS Macuamene | [5 empty] | HC | MoH | SP | 5453.8209 |  | 1 | 1 | <8 h | Collection & Delivery | Fixed & Outreach | [12 empty] | 1 | 1 | 0 | 0 | 0 | 0 | 1 | 55.5 | 0 | 0 | #DIV/0! | 0 | #DIV/0! | #DIV/0! | 0 | 0 | 0 | 0 | 0 | 0 | 55.5 | 0 | 0 | #DIV/0! | #DIV/0! | 0 | #N/A |  |  |  | #DIV/0! | [7 empty] | 0 | 0 |  |  |  | 0 |  | 1 | 1
| INHAMBANE | MAXIXE | MAXIXE | CS Manhala | [5 empty] | HC | MoH | SP | 9450.6742 |  | 1 | 1 | <8 h | Collection & Delivery | Fixed & Outreach | [12 empty] | 1 | 0 | 0 | 0 | 0 | 0 | 1 | 24 | 0 | 0 | #DIV/0! | 0 | #DIV/0! | #DIV/0! | 1 | 0 | 0 | 0 | 0 | 1 | 0 | 0 | 0 | #DIV/0! | #DIV/0! | 0 | #N/A |  |  |  | #DIV/0! | [7 empty] | 0 | 0 |  |  |  | 0 |  | 1 | 1
| INHAMBANE | MAXIXE | MAXIXE | Sede CS Maxixe | [5 empty] | HC | MoH | SP | 42974.6125 |  | 1 | 1 | <8 h | Collection & Delivery | Fixed & Outreach | [12 empty] | 1 | 1 | 0 | 0 | 0 | 0 | 1 | 48 | 0 | 0 | #DIV/0! | 0 | #DIV/0! | #DIV/0! | 0 | 0 | 0 | 0 | 1 | 1 | 0 | 0 | 0 | #DIV/0! | #DIV/0! | 0 | #N/A |  |  |  | #DIV/0! | [7 empty] | 0 | 0 |  |  |  | 0 |  | 1 | 1
| INHAMBANE | MAXIXE | MAXIXE | Tinga-Tinga | [5 empty] | HC | MoH | SP | 993.5114 |  | 1 | 1 | <8 h | Collection & Delivery | Fixed & Outreach | [12 empty] | 3 | 1 | 0 | 0 | 0 | 0 | 1 | 153 | 8 | 0 | #DIV/0! | 0 | #DIV/0! | #DIV/0! | 2 | 0 | 0 | 0 | 1 | 3 | 0 | 0 | 0 | #DIV/0! | #DIV/0! | 0 | #N/A |  |  |  | #DIV/0! | [7 empty] | 0 | 0 |  |  |  | 0 |  | 1 | 1
| INHAMBANE | MAXIXE | MAXIXE | Cambine | [5 empty] | HC | MoH | SP | 9739.8782 |  | 1 | 1 | <8 h | Collection & Delivery | Fixed & Outreach | [12 empty] | 0 | 0 | 0 | 0 | 0 | 0 | 0 | 0 | 0 | 0 | #DIV/0! | 0 | #DIV/0! | #DIV/0! | 0 | 0 | 0 | 0 | 0 | 0 | 0 | 0 | 0 | Extens_Solar | #DIV/0! | 0 | #N/A |  |  |  | 0 | [7 empty] | 0 | 0 |  |  |  | 0 |  | 1 | 1
| INHAMBANE | MAXIXE | MAXIXE | Centro de Saude Tambajane | [5 empty] | HC | MoH | SP | 12523.3522 |  | 1 | 1 | <8 h | Collection & Delivery | Fixed & Outreach | [12 empty] | 0 | 0 | 0 | 0 | 0 | 0 | 0 | 0 | 0 | 0 | #DIV/0! | 0 | #DIV/0! | #DIV/0! | 0 | 0 | 0 | 0 | 0 | 0 | 0 | 0 | 0 | Extens_Solar | #DIV/0! | 0 | #N/A |  |  |  | 0 | [7 empty] | 0 | 0 |  |  |  | 0 |  | 1 | 1
| INHAMBANE | ZAVALA | ZAVALA | Depósito D. ZAVALA | [5 empty] | DVS | MoH | LD | 179419 |  | 1 | 1 | 8-16 h | Collection & Delivery | No vaccination | [12 empty] | 4 | 3 | 0 | 0 | 0 | 0 | 1 | 134.2 | 35.5 | 0 | #DIV/0! | #DIV/0! | #DIV/0! | #DIV/0! | 1 | 0 | 0 | 0 | 3 | 4 | 0 | 0 | 0 | #DIV/0! | #DIV/0! | 0 | #N/A |  |  |  | #DIV/0! | [5 empty] | #DIV/0! | #DIV/0! | 0 | #N/A |  |  |  | #DIV/0! |  | 0 | 0
| INHAMBANE | ZAVALA | ZAVALA | CS Banguza | [5 empty] | HC | MoH | SP | 6567.7579 |  | 1 | 1 | No | Collection & Delivery | Fixed & Outreach | [12 empty] | 2 | 0 | 0 | 0 | 0 | 0 | 1 | 48 | 9.6 | 0 | #DIV/0! | 0 | #DIV/0! | #DIV/0! | 2 | 0 | 0 | 0 | 0 | 2 | 0 | 0 | 0 | #DIV/0! | #DIV/0! | 0 | #N/A |  |  |  | #DIV/0! | [7 empty] | 0 | 0 |  |  |  | 0 |  | 1 | 1
| INHAMBANE | ZAVALA | ZAVALA | CS Chibembe (Canda) | [5 empty] | HC | MoH | SP | 12838.101 |  | 1 | 1 | No | Collection & Delivery | Fixed & Outreach | [12 empty] | 1 | 0 | 0 | 0 | 0 | 0 | 1 | 24 | 8 | 0 | #DIV/0! | 0 | #DIV/0! | #DIV/0! | 1 | 0 | 0 | 0 | 0 | 1 | 0 | 0 | 0 | #DIV/0! | #DIV/0! | 0 | #N/A |  |  |  | #DIV/0! | [7 empty] | 0 | 0 |  |  |  | 0 |  | 1 | 1
| INHAMBANE | ZAVALA | ZAVALA | CS de Guilundo | [5 empty] | HC | MoH | SP | 5374.4495 |  | 1 | 1 | No | Collection & Delivery | Fixed & Outreach | [12 empty] | 1 | 1 | 0 | 0 | 0 | 0 | 1 | 0 | 0 | 0 | #DIV/0! | 0 | #DIV/0! | #DIV/0! | 1 | 0 | 0 | 0 | 0 | 1 | 0 | 0 | 0 | #DIV/0! | #DIV/0! | 0 | #N/A |  |  |  | #DIV/0! | [7 empty] | 0 | 0 |  |  |  | 0 |  | 1 | 1
| INHAMBANE | ZAVALA | ZAVALA | CS de Maculuva | [5 empty] | HC | MoH | SP | 7016.617 |  | 1 | 1 | No | Collection & Delivery | Fixed & Outreach | [12 empty] | 1 | 1 | 0 | 0 | 0 | 0 | 1 | 20 | 34.3 | 0 | #DIV/0! | 0 | #DIV/0! | #DIV/0! | 0 | 0 | 0 | 0 | 1 | 1 | 0 | 0 | 0 | #DIV/0! | #DIV/0! | 0 | #N/A |  |  |  | #DIV/0! | [7 empty] | 0 | 0 |  |  |  | 0 |  | 1 | 1
| INHAMBANE | ZAVALA | ZAVALA | CS Sede- Quissico | [5 empty] | HC | MoH | SP | 58048.7983 |  | 1 | 1 | No | Collection & Delivery | Fixed & Outreach | [12 empty] | 1 | 1 | 0 | 0 | 0 | 0 | 1 | 0 | 0 | 0 | #DIV/0! | 0 | #DIV/0! | #DIV/0! | 1 | 0 | 0 | 0 | 0 | 1 | 0 | 0 | 0 | #DIV/0! | #DIV/0! | 0 | #N/A |  |  |  | #DIV/0! | [7 empty] | 0 | 0 |  |  |  | 0 |  | 1 | 1
| INHAMBANE | ZAVALA | ZAVALA | CsChitondo | [5 empty] | HC | MoH | SP | 7165.3244 |  | 1 | 1 | No | Collection & Delivery | Fixed & Outreach | [12 empty] | 1 | 0 | 0 | 0 | 0 | 0 | 1 | 24 | 4.8 | 0 | #DIV/0! | 0 | #DIV/0! | #DIV/0! | 1 | 0 | 0 | 0 | 0 | 1 | 0 | 0 | 0 | #DIV/0! | #DIV/0! | 0 | #N/A |  |  |  | #DIV/0! | [7 empty] | 0 | 0 |  |  |  | 0 |  | 1 | 1
| INHAMBANE | ZAVALA | ZAVALA | Maundene | [5 empty] | HC | MoH | SP | 14480.2685 |  | 1 | 1 | <8 h | Collection & Delivery | Fixed & Outreach | [12 empty] | 1 | 1 | 0 | 0 | 0 | 0 | 1 | 48 | 0 | 0 | #DIV/0! | 0 | #DIV/0! | #DIV/0! | 0 | 0 | 0 | 0 | 0 | 0 | 48 | 0 | 0 | #DIV/0! | #DIV/0! | 0 | #N/A |  |  |  | #DIV/0! | [7 empty] | 0 | 0 |  |  |  | 0 |  | 1 | 1
| INHAMBANE | ZAVALA | ZAVALA | Mavila | [5 empty] | HC | MoH | SP | 13136.4281 |  | 1 | 1 | No | Collection & Delivery | Fixed & Outreach | [12 empty] | 1 | 0 | 0 | 0 | 0 | 0 | 1 | 24 | 0 | 0 | #DIV/0! | 0 | #DIV/0! | #DIV/0! | 1 | 0 | 0 | 0 | 0 | 1 | 0 | 0 | 0 | #DIV/0! | #DIV/0! | 0 | #N/A |  |  |  | #DIV/0! | [7 empty] | 0 | 0 |  |  |  | 0 |  | 1 | 1
| INHAMBANE | ZAVALA | ZAVALA | Muane | [5 empty] | HC | MoH | SP | 13286.0478 |  | 1 | 1 | <8 h | Collection & Delivery | Fixed & Outreach | [12 empty] | 1 | 1 | 0 | 0 | 0 | 0 | 1 | 20 | 34.3 | 0 | #DIV/0! | 0 | #DIV/0! | #DIV/0! | 0 | 0 | 0 | 0 | 0 | 0 | 20 | 34.3 | 0 | #DIV/0! | #DIV/0! | 0 | #N/A |  |  |  | #DIV/0! | [7 empty] | 0 | 0 |  |  |  | 0 |  | 1 | 1
| INHAMBANE | ZAVALA | ZAVALA | Zandamela | [5 empty] | HC | MoH | SP | 18958.8244 |  | 1 | 1 | <8 h | Collection & Delivery | Fixed & Outreach | [12 empty] | 2 | 2 | 0 | 0 | 0 | 0 | 1 | 103.5 | 0 | 0 | #DIV/0! | 0 | #DIV/0! | #DIV/0! | 0 | 0 | 0 | 0 | 0 | 0 | 103.5 | 0 | 0 | #DIV/0! | #DIV/0! | 0 | #N/A |  |  |  | #DIV/0! | [7 empty] | 0 | 0 |  |  |  | 0 |  | 1 | 1
| INHAMBANE | ZAVALA | ZAVALA | CS Barauro | [5 empty] | HC | MoH | SP | 2759.7538 |  | 1 | 1 | No | Collection & Delivery | Fixed & Outreach | [12 empty] | 0 | 0 | 0 | 0 | 0 | 0 | 0 | 0 | 0 | 0 | #DIV/0! | 0 | #DIV/0! | #DIV/0! | 0 | 0 | 0 | 0 | 0 | 0 | 0 | 0 | 0 | Extens_Solar | #DIV/0! | 0 | #N/A |  |  |  | 0 | [7 empty] | 0 | 0 |  |  |  | 0 |  | 1 | 1
| INHAMBANE | ZAVALA | ZAVALA | CS Cagore | [5 empty] | HC | MoH | SP | 1664.0631 |  | 1 | 1 | <8 h | Collection & Delivery | Fixed & Outreach | [12 empty] | 0 | 0 | 0 | 0 | 0 | 0 | 0 | 0 | 0 | 0 | #DIV/0! | 0 | #DIV/0! | #DIV/0! | 0 | 0 | 0 | 0 | 0 | 0 | 0 | 0 | 0 | Extens_Solar | #DIV/0! | 0 | #N/A |  |  |  | 0 | [7 empty] | 0 | 0 |  |  |  | 0 |  | 1 | 1
| INHAMBANE | INHARRIME | INHARRIME | Depósito D. INHARRIME | [5 empty] | DVS | MoH | LD | 169780.966 |  | 1 | 1 | 8-16 h | Collection & Delivery | No vaccination | [12 empty] | 3 | 1 | 0 | 0 | 0 | 0 | 1 | 68 | 39.1 | 0 | #DIV/0! | #DIV/0! | #DIV/0! | #DIV/0! | 2 | 0 | 0 | 0 | 1 | 3 | 0 | 0 | 0 | #DIV/0! | #DIV/0! | 0 | #N/A |  |  |  | #DIV/0! | [5 empty] | #DIV/0! | #DIV/0! | 0 | #N/A |  |  |  | #DIV/0! |  | 0 | 0
| INHAMBANE | INHARRIME | INHARRIME | C.STemane | [5 empty] | HC | MoH | SP | 5251.2869 |  | 1 | 1 | No | Collection & Delivery | Fixed & Outreach | [12 empty] | 1 | 1 | 0 | 0 | 0 | 0 | 1 | 105 | 0 | 0 | #DIV/0! | 0 | #DIV/0! | #DIV/0! | 0 | 0 | 0 | 0 | 0 | 0 | 105 | 0 | 0 | #DIV/0! | #DIV/0! | 0 | #N/A |  |  |  | #DIV/0! | [7 empty] | 0 | 0 |  |  |  | 0 |  | 1 | 1
| INHAMBANE | INHARRIME | INHARRIME | Centro de saude de Machulane | [5 empty] | HC | MoH | SP | 1750.7331 |  | 1 | 1 | No | Collection & Delivery | Fixed & Outreach | [12 empty] | 1 | 0 | 0 | 0 | 0 | 0 | 1 | 24 | 4.8 | 0 | #DIV/0! | 0 | #DIV/0! | #DIV/0! | 1 | 0 | 0 | 0 | 0 | 1 | 0 | 0 | 0 | #DIV/0! | #DIV/0! | 0 | #N/A |  |  |  | #DIV/0! | [7 empty] | 0 | 0 |  |  |  | 0 |  | 1 | 1
| INHAMBANE | INHARRIME | INHARRIME | CS Bazaruto | [5 empty] | HC | MoH | SP | 4084.4356 |  | 1 | 1 | No | Collection & Delivery | Fixed & Outreach | [12 empty] | 1 | 0 | 0 | 0 | 0 | 0 | 1 | 24 | 4.8 | 0 | #DIV/0! | 0 | #DIV/0! | #DIV/0! | 1 | 0 | 0 | 0 | 0 | 1 | 0 | 0 | 0 | #DIV/0! | #DIV/0! | 0 | #N/A |  |  |  | #DIV/0! | [7 empty] | 0 | 0 |  |  |  | 0 |  | 1 | 1
| INHAMBANE | INHARRIME | INHARRIME | CS Chacane | [5 empty] | HC | MoH | SP | 1924.073 |  | 1 | 1 | <8 h | Collection & Delivery | Fixed & Outreach | [12 empty] | 1 | 0 | 0 | 0 | 0 | 0 | 1 | 24 | 0 | 0 | #DIV/0! | 0 | #DIV/0! | #DIV/0! | 1 | 0 | 0 | 0 | 0 | 1 | 0 | 0 | 0 | #DIV/0! | #DIV/0! | 0 | #N/A |  |  |  | #DIV/0! | [7 empty] | 0 | 0 |  |  |  | 0 |  | 1 | 1
| INHAMBANE | INHARRIME | INHARRIME | CS Chongola | [5 empty] | HC | MoH | SP | 6297.7126 |  | 1 | 1 | <8 h | Collection & Delivery | Fixed & Outreach | [12 empty] | 1 | 1 | 0 | 0 | 0 | 0 | 1 | 55.5 | 0 | 0 | #DIV/0! | 0 | #DIV/0! | #DIV/0! | 0 | 0 | 0 | 0 | 0 | 0 | 55.5 | 0 | 0 | #DIV/0! | #DIV/0! | 0 | #N/A |  |  |  | #DIV/0! | [7 empty] | 0 | 0 |  |  |  | 0 |  | 1 | 1
| INHAMBANE | INHARRIME | INHARRIME | CS Coguno | [5 empty] | HC | MoH | SP | 1428.6858 |  | 1 | 1 | No | Collection & Delivery | Fixed & Outreach | [12 empty] | 1 | 1 | 0 | 0 | 0 | 0 | 1 | 55.5 | 0 | 0 | #DIV/0! | 0 | #DIV/0! | #DIV/0! | 0 | 0 | 0 | 0 | 0 | 0 | 55.5 | 0 | 0 | #DIV/0! | #DIV/0! | 0 | #N/A |  |  |  | #DIV/0! | [7 empty] | 0 | 0 |  |  |  | 0 |  | 1 | 1
| INHAMBANE | INHARRIME | INHARRIME | CS de Cometela | [5 empty] | HC | MoH | SP | 2361.072 |  | 1 | 1 | <8 h | Collection & Delivery | Fixed & Outreach | [12 empty] | 1 | 1 | 0 | 0 | 0 | 0 | 1 | 55.5 | 0 | 0 | #DIV/0! | 0 | #DIV/0! | #DIV/0! | 0 | 0 | 0 | 0 | 0 | 0 | 55.5 | 0 | 0 | #DIV/0! | #DIV/0! | 0 | #N/A |  |  |  | #DIV/0! | [7 empty] | 0 | 0 |  |  |  | 0 |  | 1 | 1
| INHAMBANE | INHARRIME | INHARRIME | CS de Mafassane | [5 empty] | HC | MoH | SP | 2186.8198 |  | 1 | 1 | <8 h | Collection & Delivery | Fixed & Outreach | [12 empty] | 1 | 1 | 0 | 0 | 0 | 0 | 1 | 55.5 | 0 | 0 | #DIV/0! | 0 | #DIV/0! | #DIV/0! | 0 | 0 | 0 | 0 | 0 | 0 | 55.5 | 0 | 0 | #DIV/0! | #DIV/0! | 0 | #N/A |  |  |  | #DIV/0! | [7 empty] | 0 | 0 |  |  |  | 0 |  | 1 | 1
| INHAMBANE | INHARRIME | INHARRIME | CS Macovane | [5 empty] | HC | MoH | SP | 3501.4661 |  | 1 | 1 | No | Collection & Delivery | Fixed & Outreach | [12 empty] | 1 | 1 | 0 | 0 | 0 | 0 | 1 | 55.5 | 0 | 0 | #DIV/0! | 0 | #DIV/0! | #DIV/0! | 0 | 0 | 0 | 0 | 0 | 0 | 55.5 | 0 | 0 | #DIV/0! | #DIV/0! | 0 | #N/A |  |  |  | #DIV/0! | [7 empty] | 0 | 0 |  |  |  | 0 |  | 1 | 1
| INHAMBANE | INHARRIME | INHARRIME | CS Mijoot | [5 empty] | HC | MoH | SP | 5917.2771 |  | 1 | 1 | No | Collection & Delivery | Fixed & Outreach | [12 empty] | 1 | 0 | 0 | 0 | 0 | 0 | 1 | 24 | 4.8 | 0 | #DIV/0! | 0 | #DIV/0! | #DIV/0! | 1 | 0 | 0 | 0 | 0 | 1 | 0 | 0 | 0 | #DIV/0! | #DIV/0! | 0 | #N/A |  |  |  | #DIV/0! | [7 empty] | 0 | 0 |  |  |  | 0 |  | 1 | 1
| INHAMBANE | INHARRIME | INHARRIME | CS Mucumbi | [5 empty] | HC | MoH | SP | 2390.2661 |  | 1 | 1 | <8 h | Collection & Delivery | Fixed & Outreach | [12 empty] | 1 | 0 | 0 | 0 | 0 | 0 | 1 | 24 | 4.8 | 0 | #DIV/0! | 0 | #DIV/0! | #DIV/0! | 1 | 0 | 0 | 0 | 0 | 1 | 0 | 0 | 0 | #DIV/0! | #DIV/0! | 0 | #N/A |  |  |  | #DIV/0! | [7 empty] | 0 | 0 |  |  |  | 0 |  | 1 | 1
| INHAMBANE | INHARRIME | INHARRIME | CS Nhamachafo | [5 empty] | HC | MoH | SP | 1899.4405 |  | 1 | 1 | <8 h | Collection & Delivery | Fixed & Outreach | [12 empty] | 1 | 0 | 0 | 0 | 0 | 0 | 1 | 24 | 4.8 | 0 | #DIV/0! | 0 | #DIV/0! | #DIV/0! | 1 | 0 | 0 | 0 | 0 | 1 | 0 | 0 | 0 | #DIV/0! | #DIV/0! | 0 | #N/A |  |  |  | #DIV/0! | [7 empty] | 0 | 0 |  |  |  | 0 |  | 1 | 1
| INHAMBANE | INHARRIME | INHARRIME | CS Nhapadiane | [5 empty] | HC | MoH | SP | 5077.947 |  | 1 | 1 | No | Collection & Delivery | Fixed & Outreach | [12 empty] | 1 | 0 | 0 | 0 | 0 | 0 | 1 | 24 | 4.8 | 0 | #DIV/0! | 0 | #DIV/0! | #DIV/0! | 1 | 0 | 0 | 0 | 0 | 1 | 0 | 0 | 0 | #DIV/0! | #DIV/0! | 0 | #N/A |  |  |  | #DIV/0! | [7 empty] | 0 | 0 |  |  |  | 0 |  | 1 | 1
| INHAMBANE | INHARRIME | INHARRIME | CS Sihane | [5 empty] | HC | MoH | SP | 8822.089 |  | 1 | 1 | <8 h | Collection & Delivery | Fixed & Outreach | [12 empty] | 1 | 0 | 0 | 0 | 0 | 0 | 1 | 24 | 0 | 0 | #DIV/0! | 0 | #DIV/0! | #DIV/0! | 1 | 0 | 0 | 0 | 0 | 1 | 0 | 0 | 0 | #DIV/0! | #DIV/0! | 0 | #N/A |  |  |  | #DIV/0! | [7 empty] | 0 | 0 |  |  |  | 0 |  | 1 | 1
| INHAMBANE | INHARRIME | INHARRIME | Cs.Chitsecane | [5 empty] | HC | MoH | SP | 4668.3174 |  | 1 | 1 | No | Collection & Delivery | Fixed & Outreach | [12 empty] | 1 | 1 | 0 | 0 | 0 | 0 | 1 | 48 | 0 | 0 | #DIV/0! | 0 | #DIV/0! | #DIV/0! | 0 | 0 | 0 | 0 | 0 | 0 | 48 | 0 | 0 | #DIV/0! | #DIV/0! | 0 | #N/A |  |  |  | #DIV/0! | [7 empty] | 0 | 0 |  |  |  | 0 |  | 1 | 1
| INHAMBANE | INHARRIME | INHARRIME | Mangungumete | [5 empty] | HC | MoH | SP | 3131.0661 |  | 1 | 1 | <8 h | Collection & Delivery | Fixed & Outreach | [12 empty] | 1 | 0 | 0 | 0 | 0 | 0 | 1 | 24 | 4.8 | 0 | #DIV/0! | 0 | #DIV/0! | #DIV/0! | 1 | 0 | 0 | 0 | 0 | 1 | 0 | 0 | 0 | #DIV/0! | #DIV/0! | 0 | #N/A |  |  |  | #DIV/0! | [7 empty] | 0 | 0 |  |  |  | 0 |  | 1 | 1
| INHAMBANE | INHARRIME | INHARRIME | Nhapele | [5 empty] | HC | MoH | SP | 1750.7331 |  | 1 | 1 | No | Collection & Delivery | Fixed & Outreach | [12 empty] | 1 | 1 | 0 | 0 | 0 | 0 | 1 | 20 | 34.3 | 0 | #DIV/0! | 0 | #DIV/0! | #DIV/0! | 0 | 0 | 0 | 0 | 0 | 0 | 20 | 34.3 | 0 | #DIV/0! | #DIV/0! | 0 | #N/A |  |  |  | #DIV/0! | [7 empty] | 0 | 0 |  |  |  | 0 |  | 1 | 1
| INHAMBANE | INHARRIME | INHARRIME | Sede | [5 empty] | HC | MoH | SP | 58351.6869 |  | 1 | 1 | <8 h | Collection & Delivery | Fixed & Outreach | [12 empty] | 1 | 1 | 0 | 0 | 0 | 0 | 1 | 48 | 0 | 0 | #DIV/0! | 0 | #DIV/0! | #DIV/0! | 0 | 0 | 0 | 0 | 0 | 0 | 48 | 0 | 0 | #DIV/0! | #DIV/0! | 0 | #N/A |  |  |  | #DIV/0! | [7 empty] | 0 | 0 |  |  |  | 0 |  | 1 | 1
| INHAMBANE | INHARRIME | INHARRIME | Sede SC Inharrime | [5 empty] | HC | MoH | SP | 48985.858 |  | 1 | 1 | <8 h | Collection & Delivery | Fixed & Outreach | [12 empty] | 1 | 1 | 0 | 0 | 0 | 0 | 1 | 55.5 | 0 | 0 | #DIV/0! | 0 | #DIV/0! | #DIV/0! | 0 | 0 | 0 | 0 | 0 | 0 | 55.5 | 0 | 0 | #DIV/0! | #DIV/0! | 0 | #N/A |  |  |  | #DIV/0! | [7 empty] | 0 | 0 |  |  |  | 0 |  | 1 | 1
| INHAMBANE | PANDA | PANDA | Depósito D. PANDA | [5 empty] | DVS | MoH | LD | 72048.2766 |  | 1 | 1 | 8-16 h | Collection & Delivery | No vaccination | [12 empty] | 0 | 0 | 2 | 0 | 0 | 0 | 0 | 0 | 562 | 0 | #DIV/0! | #DIV/0! | #DIV/0! | #DIV/0! | 0 | 0 | 0 | 0 | 0 | 0 | 0 | 562 | 0 | Extens_Electric | #DIV/0! | 0 | #N/A |  |  |  | 0 | [5 empty] | #DIV/0! | #DIV/0! | 0 | #N/A |  |  |  | #DIV/0! |  | 0 | 0
| INHAMBANE | PANDA | PANDA | CS Mawaela | [5 empty] | HC | MoH | SP | 7266.5914 |  | 1 | 1 | <8 h | Collection & Delivery | Fixed & Outreach | [12 empty] | 2 | 1 | 0 | 0 | 0 | 0 | 1 | 174 | 158 | 0 | #DIV/0! | 0 | #DIV/0! | #DIV/0! | 1 | 0 | 0 | 0 | 0 | 1 | 150 | 150 | 0 | #DIV/0! | #DIV/0! | 0 | #N/A |  |  |  | #DIV/0! | [7 empty] | 0 | 0 |  |  |  | 0 |  | 1 | 1
| INHAMBANE | PANDA | PANDA | CsChivalo | [5 empty] | HC | MoH | SP | 2210.54 |  | 1 | 1 | No | Collection & Delivery | Fixed & Outreach | [12 empty] | 1 | 1 | 0 | 0 | 0 | 0 | 1 | 105 | 0 | 0 | #DIV/0! | 0 | #DIV/0! | #DIV/0! | 0 | 0 | 0 | 0 | 0 | 0 | 105 | 0 | 0 | #DIV/0! | #DIV/0! | 0 | #N/A |  |  |  | #DIV/0! | [7 empty] | 0 | 0 |  |  |  | 0 |  | 1 | 1
| INHAMBANE | PANDA | PANDA | Massalane | [5 empty] | HC | MoH | SP | 6782.152 |  | 1 | 1 | No | Collection & Delivery | Fixed & Outreach | [12 empty] | 1 | 0 | 0 | 0 | 0 | 0 | 1 | 24 | 0 | 0 | #DIV/0! | 0 | #DIV/0! | #DIV/0! | 1 | 0 | 0 | 0 | 0 | 1 | 0 | 0 | 0 | #DIV/0! | #DIV/0! | 0 | #N/A |  |  |  | #DIV/0! | [7 empty] | 0 | 0 |  |  |  | 0 |  | 1 | 1
| INHAMBANE | PANDA | PANDA | Panda Sede | [5 empty] | HC | MoH | SP | 19378.4894 |  | 1 | 1 | No | Collection & Delivery | Fixed & Outreach | [12 empty] | 1 | 0 | 0 | 0 | 0 | 0 | 1 | 18.2 | 1.2 | 0 | #DIV/0! | 0 | #DIV/0! | #DIV/0! | 1 | 0 | 0 | 0 | 0 | 1 | 0 | 0 | 0 | #DIV/0! | #DIV/0! | 0 | #N/A |  |  |  | #DIV/0! | [7 empty] | 0 | 0 |  |  |  | 0 |  | 1 | 1
| INHAMBANE | PANDA | PANDA | C. S Muabsa | [5 empty] | HC | MoH | SP | 31753.1342 |  | 1 | 1 | <8 h | Collection & Delivery | Fixed & Outreach | [12 empty] | 0 | 0 | 0 | 0 | 0 | 0 | 0 | 0 | 0 | 0 | #DIV/0! | 0 | #DIV/0! | #DIV/0! | 0 | 0 | 0 | 0 | 0 | 0 | 0 | 0 | 0 | Extens_Solar | #DIV/0! | 0 | #N/A |  |  |  | 0 | [7 empty] | 0 | 0 |  |  |  | 0 |  | 1 | 1
| INHAMBANE | PANDA | PANDA | C.SChichocane | [5 empty] | HC | MoH | SP | 4657.3696 |  | 1 | 1 | <8 h | Collection & Delivery | Fixed & Outreach | [12 empty] | 0 | 0 | 0 | 0 | 0 | 0 | 0 | 0 | 0 | 0 | #DIV/0! | 0 | #DIV/0! | #DIV/0! | 0 | 0 | 0 | 0 | 0 | 0 | 0 | 0 | 0 | Extens_Solar | #DIV/0! | 0 | #N/A |  |  |  | 0 | [7 empty] | 0 | 0 |  |  |  | 0 |  | 1 | 1
| INHAMBANE | JANGAMO | JANGAMO | Depósito D. JANGAMO | [5 empty] | DVS | MoH | LD | 110155 |  | 1 | 1 | 8-16 h | Collection & Delivery | No vaccination | [12 empty] | 2 | 1 | 1 | 0 | 0 | 0 | 1 | 72 | 285.8 | 0 | #DIV/0! | #DIV/0! | #DIV/0! | #DIV/0! | 1 | 0 | 0 | 0 | 2 | 3 | 0 | 0 | 0 | #DIV/0! | #DIV/0! | 0 | #N/A |  |  |  | #DIV/0! | [5 empty] | #DIV/0! | #DIV/0! | 0 | #N/A |  |  |  | #DIV/0! |  | 0 | 0
| INHAMBANE | JANGAMO | JANGAMO | CS Massavana | [5 empty] | HC | MoH | SP | 9437.9018 |  | 1 | 1 | <8 h | Collection & Delivery | Fixed & Outreach | [12 empty] | 2 | 2 | 0 | 0 | 0 | 0 | 1 | 68 | 34.3 | 0 | #DIV/0! | 0 | #DIV/0! | #DIV/0! | 0 | 0 | 0 | 0 | 2 | 2 | 0 | 0 | 0 | #DIV/0! | #DIV/0! | 0 | #N/A |  |  |  | #DIV/0! | [7 empty] | 0 | 0 |  |  |  | 0 |  | 1 | 1
| INHAMBANE | JANGAMO | JANGAMO | CS Nhancoja | [5 empty] | HC | MoH | SP | 18978.8953 |  | 1 | 1 | <8 h | Collection & Delivery | Fixed & Outreach | [12 empty] | 1 | 1 | 0 | 0 | 0 | 0 | 1 | 48 | 0 | 0 | #DIV/0! | 0 | #DIV/0! | #DIV/0! | 0 | 0 | 0 | 0 | 1 | 1 | 0 | 0 | 0 | #DIV/0! | #DIV/0! | 0 | #N/A |  |  |  | #DIV/0! | [7 empty] | 0 | 0 |  |  |  | 0 |  | 1 | 1
| INHAMBANE | JANGAMO | JANGAMO | CS Ravene | [5 empty] | HC | MoH | SP | 19374.8401 |  | 1 | 1 | No | Collection & Delivery | Fixed & Outreach | [12 empty] | 1 | 0 | 0 | 0 | 0 | 0 | 1 | 24 | 0 | 0 | #DIV/0! | 0 | #DIV/0! | #DIV/0! | 1 | 0 | 0 | 0 | 0 | 1 | 0 | 0 | 0 | #DIV/0! | #DIV/0! | 0 | #N/A |  |  |  | #DIV/0! | [7 empty] | 0 | 0 |  |  |  | 0 |  | 1 | 1
| INHAMBANE | JANGAMO | JANGAMO | Jangamo Sede | [5 empty] | HC | MoH | SP | 13229.4842 |  | 1 | 1 | No | Collection & Delivery | Fixed & Outreach | [12 empty] | 1 | 0 | 0 | 0 | 0 | 0 | 1 | 24 | 0 | 0 | #DIV/0! | 0 | #DIV/0! | #DIV/0! | 1 | 0 | 0 | 0 | 0 | 1 | 0 | 0 | 0 | #DIV/0! | #DIV/0! | 0 | #N/A |  |  |  | #DIV/0! | [7 empty] | 0 | 0 |  |  |  | 0 |  | 1 | 1
| INHAMBANE | JANGAMO | JANGAMO | Posto de saude Mutamba | [5 empty] | HC | MoH | SP | 3242.3686 |  | 1 | 1 | <8 h | Collection & Delivery | Fixed & Outreach | [12 empty] | 1 | 1 | 0 | 0 | 0 | 0 | 1 | 105 | 0 | 0 | #DIV/0! | 0 | #DIV/0! | #DIV/0! | 0 | 0 | 0 | 0 | 0 | 0 | 105 | 0 | 0 | #DIV/0! | #DIV/0! | 0 | #N/A |  |  |  | #DIV/0! | [7 empty] | 0 | 0 |  |  |  | 0 |  | 1 | 1
| INHAMBANE | JANGAMO | JANGAMO | CS Benzane | [5 empty] | HC | MoH | SP | 4393.7105 |  | 1 | 1 | No | Collection & Delivery | Fixed & Outreach | [12 empty] | 0 | 0 | 0 | 0 | 0 | 0 | 0 | 0 | 0 | 0 | #DIV/0! | 0 | #DIV/0! | #DIV/0! | 0 | 0 | 0 | 0 | 0 | 0 | 0 | 0 | 0 | Extens_Solar | #DIV/0! | 0 | #N/A |  |  |  | 0 | [7 empty] | 0 | 0 |  |  |  | 0 |  | 1 | 1
| INHAMBANE | JANGAMO | JANGAMO | Maculuve | [5 empty] | HC | MoH | SP | 7616.9205 |  | 1 | 1 | <8 h | Collection & Delivery | Fixed & Outreach | [12 empty] | 0 | 0 | 0 | 0 | 0 | 0 | 0 | 0 | 0 | 0 | #DIV/0! | 0 | #DIV/0! | #DIV/0! | 0 | 0 | 0 | 0 | 0 | 0 | 0 | 0 | 0 | Extens_Solar | #DIV/0! | 0 | #N/A |  |  |  | 0 | [7 empty] | 0 | 0 |  |  |  | 0 |  | 1 | 1
| INHAMBANE | HOMOINE | HOMOINE | Depósito D. HOMOINE | [5 empty] | DVS | MoH | LD | 98923 |  | 1 | 1 | 8-16 h | Collection & Delivery | No vaccination | [12 empty] | 2 | 0 | 0 | 0 | 0 | 0 | 1 | 48 | 12.8 | 0 | #DIV/0! | #DIV/0! | #DIV/0! | #DIV/0! | 2 | 0 | 0 | 0 | 0 | 2 | 0 | 0 | 0 | #DIV/0! | #DIV/0! | 0 | #N/A |  |  |  | #DIV/0! | [5 empty] | #DIV/0! | #DIV/0! | 0 | #N/A |  |  |  | #DIV/0! |  | 0 | 0
| INHAMBANE | HOMOINE | HOMOINE | CS Benhane | [5 empty] | HC | MoH | SP | 5317.8859 |  | 1 | 1 | No | Collection & Delivery | Fixed & Outreach | [12 empty] | 1 | 1 | 0 | 0 | 0 | 0 | 1 | 20 | 34.3 | 0 | #DIV/0! | 0 | #DIV/0! | #DIV/0! | 0 | 0 | 0 | 0 | 1 | 1 | 0 | 0 | 0 | #DIV/0! | #DIV/0! | 0 | #N/A |  |  |  | #DIV/0! | [7 empty] | 0 | 0 |  |  |  | 0 |  | 1 | 1
| INHAMBANE | HOMOINE | HOMOINE | CS Chinjinguir | [5 empty] | HC | MoH | SP | 9760.8615 |  | 1 | 1 | <8 h | Collection & Delivery | Fixed & Outreach | [12 empty] | 1 | 0 | 0 | 0 | 0 | 0 | 1 | 24 | 4.8 | 0 | #DIV/0! | 0 | #DIV/0! | #DIV/0! | 1 | 0 | 0 | 0 | 0 | 1 | 0 | 0 | 0 | #DIV/0! | #DIV/0! | 0 | #N/A |  |  |  | #DIV/0! | [7 empty] | 0 | 0 |  |  |  | 0 |  | 1 | 1
| INHAMBANE | HOMOINE | HOMOINE | CS Madumo | [5 empty] | HC | MoH | SP | 4933.8012 |  | 1 | 1 | No | Collection & Delivery | Fixed & Outreach | [12 empty] | 1 | 1 | 0 | 0 | 0 | 0 | 1 | 48 | 0 | 0 | #DIV/0! | 0 | #DIV/0! | #DIV/0! | 0 | 0 | 0 | 0 | 0 | 0 | 48 | 0 | 0 | #DIV/0! | #DIV/0! | 0 | #N/A |  |  |  | #DIV/0! | [7 empty] | 0 | 0 |  |  |  | 0 |  | 1 | 1
| INHAMBANE | HOMOINE | HOMOINE | Cs Mafuiane | [5 empty] | HC | MoH | SP | 8066.6919 |  | 1 | 1 | <8 h | Collection & Delivery | Fixed & Outreach | [12 empty] | 1 | 0 | 0 | 0 | 0 | 0 | 1 | 18.2 | 1.2 | 0 | #DIV/0! | 0 | #DIV/0! | #DIV/0! | 1 | 0 | 0 | 0 | 0 | 1 | 0 | 0 | 0 | #DIV/0! | #DIV/0! | 0 | #N/A |  |  |  | #DIV/0! | [7 empty] | 0 | 0 |  |  |  | 0 |  | 1 | 1
| INHAMBANE | HOMOINE | HOMOINE | CS Maganda | [5 empty] | HC | MoH | SP | 5526.8061 |  | 1 | 1 | <8 h | Collection & Delivery | Fixed & Outreach | [12 empty] | 1 | 0 | 0 | 0 | 0 | 0 | 1 | 24 | 4.8 | 0 | #DIV/0! | 0 | #DIV/0! | #DIV/0! | 1 | 0 | 0 | 0 | 0 | 1 | 0 | 0 | 0 | #DIV/0! | #DIV/0! | 0 | #N/A |  |  |  | #DIV/0! | [7 empty] | 0 | 0 |  |  |  | 0 |  | 1 | 1
| INHAMBANE | HOMOINE | HOMOINE | CS Maiaice | [5 empty] | HC | MoH | SP | 10063.7501 |  | 1 | 1 | No | Collection & Delivery | Fixed & Outreach | [12 empty] | 1 | 1 | 0 | 0 | 0 | 0 | 1 | 105 | 0 | 0 | #DIV/0! | 0 | #DIV/0! | #DIV/0! | 0 | 0 | 0 | 0 | 0 | 0 | 105 | 0 | 0 | #DIV/0! | #DIV/0! | 0 | #N/A |  |  |  | #DIV/0! | [7 empty] | 0 | 0 |  |  |  | 0 |  | 1 | 1
| INHAMBANE | HOMOINE | HOMOINE | CS Marrengo | [5 empty] | HC | MoH | SP | 2174.9597 |  | 1 | 1 | <8 h | Collection & Delivery | Fixed & Outreach | [12 empty] | 1 | 0 | 0 | 0 | 0 | 0 | 1 | 24 | 0 | 0 | #DIV/0! | 0 | #DIV/0! | #DIV/0! | 1 | 0 | 0 | 0 | 0 | 1 | 0 | 0 | 0 | #DIV/0! | #DIV/0! | 0 | #N/A |  |  |  | #DIV/0! | [7 empty] | 0 | 0 |  |  |  | 0 |  | 1 | 1
| INHAMBANE | HOMOINE | HOMOINE | CS Maxamale | [5 empty] | HC | MoH | SP | 5715.6554 |  | 1 | 1 | No | Collection & Delivery | Fixed & Outreach | [12 empty] | 1 | 0 | 0 | 0 | 0 | 0 | 1 | 24 | 8 | 0 | #DIV/0! | 0 | #DIV/0! | #DIV/0! | 1 | 0 | 0 | 0 | 0 | 1 | 0 | 0 | 0 | #DIV/0! | #DIV/0! | 0 | #N/A |  |  |  | #DIV/0! | [7 empty] | 0 | 0 |  |  |  | 0 |  | 1 | 1
| INHAMBANE | HOMOINE | HOMOINE | CS Nhamangue | [5 empty] | HC | MoH | SP | 7193.6062 |  | 1 | 1 | No | Collection & Delivery | Fixed & Outreach | [12 empty] | 1 | 0 | 0 | 0 | 0 | 0 | 1 | 24 | 8 | 0 | #DIV/0! | 0 | #DIV/0! | #DIV/0! | 1 | 0 | 0 | 0 | 0 | 1 | 0 | 0 | 0 | #DIV/0! | #DIV/0! | 0 | #N/A |  |  |  | #DIV/0! | [7 empty] | 0 | 0 |  |  |  | 0 |  | 1 | 1
| INHAMBANE | HOMOINE | HOMOINE | CS Pembe | [5 empty] | HC | MoH | SP | 2523.4641 |  | 1 | 1 | No | Collection & Delivery | Fixed & Outreach | [12 empty] | 1 | 0 | 0 | 0 | 0 | 0 | 1 | 24 | 4.8 | 0 | #DIV/0! | 0 | #DIV/0! | #DIV/0! | 1 | 0 | 0 | 0 | 0 | 1 | 0 | 0 | 0 | #DIV/0! | #DIV/0! | 0 | #N/A |  |  |  | #DIV/0! | [7 empty] | 0 | 0 |  |  |  | 0 |  | 1 | 1
| INHAMBANE | HOMOINE | HOMOINE | CS Quengue | [5 empty] | HC | MoH | SP | 6655.3402 |  | 1 | 1 | No | Collection & Delivery | Fixed & Outreach | [12 empty] | 1 | 1 | 0 | 0 | 0 | 0 | 1 | 48 | 0 | 0 | #DIV/0! | 0 | #DIV/0! | #DIV/0! | 0 | 0 | 0 | 0 | 0 | 0 | 48 | 0 | 0 | #DIV/0! | #DIV/0! | 0 | #N/A |  |  |  | #DIV/0! | [7 empty] | 0 | 0 |  |  |  | 0 |  | 1 | 1
| INHAMBANE | HOMOINE | HOMOINE | CS. Inhamussua | [5 empty] | HC | MoH | SP | 6588.7411 |  | 1 | 1 | <8 h | Collection & Delivery | Fixed & Outreach | [12 empty] | 1 | 1 | 0 | 0 | 0 | 0 | 1 | 55.5 | 0 | 0 | #DIV/0! | 0 | #DIV/0! | #DIV/0! | 0 | 0 | 0 | 0 | 0 | 0 | 55.5 | 0 | 0 | #DIV/0! | #DIV/0! | 0 | #N/A |  |  |  | #DIV/0! | [7 empty] | 0 | 0 |  |  |  | 0 |  | 1 | 1
| INHAMBANE | CIDADE DE INHAMBANE | CIDADE DE INHAMBANE | Depósito D. da Cidade de Inhambane | [5 empty] | DVS | MoH | LD | 172604 |  | 1 | 1 | 8-16 h | Collection & Delivery | No vaccination | [12 empty] | 2 | 1 | 2 | 0 | 0 | 0 | 1 | 79.5 | 570 | 0 | #DIV/0! | #DIV/0! | #DIV/0! | #DIV/0! | 1 | 0 | 0 | 0 | 0 | 1 | 55.5 | 562 | 0 | #DIV/0! | #DIV/0! | 0 | #N/A |  |  |  | #DIV/0! | [5 empty] | #DIV/0! | #DIV/0! | 0 | #N/A |  |  |  | #DIV/0! |  | 0 | 0
| INHAMBANE | CIDADE DE INHAMBANE | CIDADE DE INHAMBANE | C.S. Urbano | [5 empty] | HC | MoH | SP | 25248.3261 |  | 1 | 1 | <8 h | Collection & Delivery | Fixed & Outreach | [12 empty] | 1 | 0 | 0 | 0 | 0 | 0 | 1 | 24 | 4.8 | 0 | #DIV/0! | 0 | #DIV/0! | #DIV/0! | 1 | 0 | 0 | 0 | 0 | 1 | 0 | 0 | 0 | #DIV/0! | #DIV/0! | 0 | #N/A |  |  |  | #DIV/0! | [7 empty] | 0 | 0 |  |  |  | 0 |  | 1 | 1
| INHAMBANE | CIDADE DE INHAMBANE | CIDADE DE INHAMBANE | CS Conguiana | [5 empty] | HC | MoH | SP | 17015 |  | 1 | 1 | <8 h | Collection & Delivery | Fixed & Outreach | [12 empty] | 1 | 1 | 0 | 0 | 0 | 0 | 1 | 48 | 0 | 0 | #DIV/0! | 0 | #DIV/0! | #DIV/0! | 0 | 0 | 0 | 0 | 0 | 0 | 48 | 0 | 0 | #DIV/0! | #DIV/0! | 0 | #N/A |  |  |  | #DIV/0! | [7 empty] | 0 | 0 |  |  |  | 0 |  | 1 | 1
| INHAMBANE | CIDADE DE INHAMBANE | CIDADE DE INHAMBANE | CS Guiua | [5 empty] | HC | MoH | SP | 16993 |  | 1 | 1 | <8 h | Collection & Delivery | Fixed & Outreach | [12 empty] | 1 | 0 | 0 | 0 | 0 | 0 | 1 | 18.2 | 1.2 | 0 | #DIV/0! | 0 | #DIV/0! | #DIV/0! | 1 | 0 | 0 | 0 | 0 | 1 | 0 | 0 | 0 | #DIV/0! | #DIV/0! | 0 | #N/A |  |  |  | #DIV/0! | [7 empty] | 0 | 0 |  |  |  | 0 |  | 1 | 1
| INHAMBANE | CIDADE DE INHAMBANE | CIDADE DE INHAMBANE | CS J Machel | [5 empty] | HC | MoH | SP | 15689 |  | 1 | 1 | <8 h | Collection & Delivery | Fixed & Outreach | [12 empty] | 1 | 0 | 0 | 0 | 0 | 0 | 1 | 24 | 4.8 | 0 | #DIV/0! | 0 | #DIV/0! | #DIV/0! | 1 | 0 | 0 | 0 | 0 | 1 | 0 | 0 | 0 | #DIV/0! | #DIV/0! | 0 | #N/A |  |  |  | #DIV/0! | [7 empty] | 0 | 0 |  |  |  | 0 |  | 1 | 1
| INHAMBANE | CIDADE DE INHAMBANE | CIDADE DE INHAMBANE | CS Muelé | [5 empty] | HC | MoH | SP | 12049 |  | 1 | 1 | <8 h | Collection & Delivery | Fixed & Outreach | [12 empty] | 1 | 1 | 0 | 0 | 0 | 0 | 1 | 105 | 0 | 0 | #DIV/0! | 0 | #DIV/0! | #DIV/0! | 0 | 0 | 0 | 0 | 0 | 0 | 105 | 0 | 0 | #DIV/0! | #DIV/0! | 0 | #N/A |  |  |  | #DIV/0! | [7 empty] | 0 | 0 |  |  |  | 0 |  | 1 | 1
| INHAMBANE | CIDADE DE INHAMBANE | CIDADE DE INHAMBANE | CS Salela | [5 empty] | HC | MoH | SP | 9727.1058 |  | 1 | 1 | <8 h | Collection & Delivery | Fixed & Outreach | [12 empty] | 1 | 0 | 0 | 0 | 0 | 0 | 1 | 24 | 0 | 0 | #DIV/0! | 0 | #DIV/0! | #DIV/0! | 1 | 0 | 0 | 0 | 0 | 1 | 0 | 0 | 0 | #DIV/0! | #DIV/0! | 0 | #N/A |  |  |  | #DIV/0! | [7 empty] | 0 | 0 |  |  |  | 0 |  | 1 | 1
| INHAMBANE | CIDADE DE INHAMBANE | CIDADE DE INHAMBANE | CSMucucune | [5 empty] | HC | MoH | SP | 4320.7253 |  | 1 | 1 | <8 h | Collection & Delivery | Fixed & Outreach | [12 empty] | 1 | 0 | 0 | 0 | 0 | 0 | 1 | 24 | 8 | 0 | #DIV/0! | 0 | #DIV/0! | #DIV/0! | 1 | 0 | 0 | 0 | 0 | 1 | 0 | 0 | 0 | #DIV/0! | #DIV/0! | 0 | #N/A |  |  |  | #DIV/0! | [7 empty] | 0 | 0 |  |  |  | 0 |  | 1 | 1
| INHAMBANE | CIDADE DE INHAMBANE | CIDADE DE INHAMBANE | Hospital Provincial Inhambane | [5 empty] | PH | MoH | SP | 68800 |  | 1 | 1 | 8-16 h | Collection & Delivery | Fixed & Outreach | [12 empty] | 2 | 0 | 0 | 0 | 0 | 0 | 1 | 48 | 12.8 | 0 | #DIV/0! | 0 | #DIV/0! | #DIV/0! | 2 | 0 | 0 | 0 | 0 | 2 | 0 | 0 | 0 | #DIV/0! | #DIV/0! | 0 | #N/A |  |  |  | #DIV/0! | [7 empty] | 0 | 0 |  |  |  | 0 |  | 1 | 1
| MAPUTO CIDADE | KAMAVOTA | KAMAVOTA | Chiango | [5 empty] | PH | MoH | SP | 25412.12 |  | 1 | 1 | 8-16 h | Collection & Delivery | Fixed & Outreach | [12 empty] | 1 | 1 | 0 | 0 | 0 | 0 | 1 | 80.5 | 0 | 0 | #DIV/0! | 0 | #DIV/0! | #DIV/0! | 0 | 0 | 0 | 0 | 0 | 0 | 80.5 | 0 | 0 | #DIV/0! | #DIV/0! | 0 | #N/A |  |  |  | #DIV/0! | [7 empty] | 0 | 0 |  |  |  | 0 |  | 1 | 1
| MAPUTO PROVÍNCIA | BOANE | BOANE | CS Beleluane | [5 empty] | PH | MoH | SP | 37413.8921 |  | 1 | 1 | <8 h | Collection & Delivery | Fixed & Outreach | [12 empty] | 1 | 1 | 0 | 0 | 0 | 0 | 1 | 0 | 0 | 0 | #DIV/0! | 0 | #DIV/0! | #DIV/0! | 0 | 0 | 0 | 0 | 0 | 0 | 0 | 0 | 0 | #DIV/0! | #DIV/0! | 0 | #N/A |  |  |  | #DIV/0! | [7 empty] | 0 | 0 |  |  |  | 0 |  | 1 | 1
| MAPUTO PROVÍNCIA | BOANE | BOANE | CS Mabanja | [5 empty] | PH | MoH | SP | 7440.0143 |  | 1 | 1 | <8 h | Collection & Delivery | Fixed & Outreach | [12 empty] | 1 | 1 | 0 | 0 | 0 | 0 | 1 | 80.5 | 0 | 0 | #DIV/0! | 0 | #DIV/0! | #DIV/0! | 0 | 0 | 0 | 0 | 0 | 0 | 80.5 | 0 | 0 | #DIV/0! | #DIV/0! | 0 | #N/A |  |  |  | #DIV/0! | [7 empty] | 0 | 0 |  |  |  | 0 |  | 1 | 1
| MAPUTO PROVÍNCIA | BOANE | BOANE | CS Picoco | [5 empty] | PH | MoH | SP | 6400.3699 |  | 1 | 1 | <8 h | Collection & Delivery | Fixed & Outreach | [12 empty] | 1 | 1 | 0 | 0 | 0 | 0 | 1 | 80.5 | 0 | 0 | #DIV/0! | 0 | #DIV/0! | #DIV/0! | 0 | 0 | 0 | 0 | 0 | 0 | 80.5 | 0 | 0 | #DIV/0! | #DIV/0! | 0 | #N/A |  |  |  | #DIV/0! | [7 empty] | 0 | 0 |  |  |  | 0 |  | 1 | 1
| MAPUTO PROVÍNCIA | BOANE | BOANE | CS PSK | [5 empty] | PH | MoH | SP | 7959.8364 |  | 1 | 1 | <8 h | Collection & Delivery | Fixed & Outreach | [12 empty] | 0 | 0 | 0 | 0 | 0 | 0 | 0 | 0 | 0 | 0 | #DIV/0! | 0 | #DIV/0! | #DIV/0! | 0 | 0 | 0 | 0 | 0 | 0 | 0 | 0 | 0 | Extens_Solar | #DIV/0! | 0 | #N/A |  |  |  | 0 | [7 empty] | 0 | 0 |  |  |  | 0 |  | 1 | 1
| MAPUTO PROVÍNCIA | BOANE | BOANE | CS Tchonissa | [5 empty] | PH | MoH | SP | 8998.5305 |  | 1 | 1 | <8 h | Collection & Delivery | Fixed & Outreach | [12 empty] | 1 | 1 | 0 | 0 | 0 | 0 | 1 | 48 | 0 | 0 | #DIV/0! | 0 | #DIV/0! | #DIV/0! | 0 | 0 | 0 | 0 | 0 | 0 | 48 | 0 | 0 | #DIV/0! | #DIV/0! | 0 | #N/A |  |  |  | #DIV/0! | [7 empty] | 0 | 0 |  |  |  | 0 |  | 1 | 1
| MAPUTO PROVÍNCIA | BOANE | BOANE | PS Escola pratica de Formação de Sargentos | [5 empty] | PH | MoH | SP | 8573.7398 |  | 1 | 1 | <8 h | Collection & Delivery | Fixed & Outreach | [12 empty] | 0 | 0 | 0 | 0 | 0 | 0 | 0 | 0 | 0 | 0 | #DIV/0! | 0 | #DIV/0! | #DIV/0! | 0 | 0 | 0 | 0 | 0 | 0 | 0 | 0 | 0 | Extens_Solar | #DIV/0! | 0 | #N/A |  |  |  | 0 | [7 empty] | 0 | 0 |  |  |  | 0 |  | 1 | 1
| MAPUTO PROVÍNCIA | BOANE | BOANE | PS Pequenos Libombos | [5 empty] | PH | MoH | SP | 2598.1606 |  | 1 | 1 | <8 h | Collection & Delivery | Fixed & Outreach | [12 empty] | 0 | 0 | 0 | 0 | 0 | 0 | 0 | 0 | 0 | 0 | #DIV/0! | 0 | #DIV/0! | #DIV/0! | 0 | 0 | 0 | 0 | 0 | 0 | 0 | 0 | 0 | Extens_Solar | #DIV/0! | 0 | #N/A |  |  |  | 0 | [7 empty] | 0 | 0 |  |  |  | 0 |  | 1 | 1
| MAPUTO PROVÍNCIA | BOANE | BOANE | PS Águas de Maputo | [5 empty] | PH | MoH | SP | 4936.8852 |  | 1 | 1 | <8 h | Collection & Delivery | Fixed & Outreach | [12 empty] | 1 | 1 | 0 | 0 | 0 | 0 | 1 | 0 | 0 | 0 | #DIV/0! | 0 | #DIV/0! | #DIV/0! | 0 | 0 | 0 | 0 | 0 | 0 | 0 | 0 | 0 | #DIV/0! | #DIV/0! | 0 | #N/A |  |  |  | #DIV/0! | [7 empty] | 0 | 0 |  |  |  | 0 |  | 1 | 1
| MAPUTO PROVÍNCIA | MANHIÇA | MANHIÇA | CS 25 de Setembro | [5 empty] | PH | MoH | SP | 7406.7532 |  | 1 | 1 | <8 h | Collection & Delivery | Fixed & Outreach | [12 empty] | 0 | 0 | 0 | 0 | 0 | 0 | 0 | 0 | 0 | 0 | #DIV/0! | 0 | #DIV/0! | #DIV/0! | 0 | 0 | 0 | 0 | 0 | 0 | 0 | 0 | 0 | Extens_Solar | #DIV/0! | 0 | #N/A |  |  |  | 0 | [7 empty] | 0 | 0 |  |  |  | 0 |  | 1 | 1
| MAPUTO PROVÍNCIA | MANHIÇA | MANHIÇA | CS Chichongue | [5 empty] | PH | MoH | SP | 3860.1786 |  | 1 | 1 | <8 h | Collection & Delivery | Fixed & Outreach | [12 empty] | 1 | 1 | 0 | 0 | 0 | 0 | 1 | 48 | 0 | 0 | #DIV/0! | 0 | #DIV/0! | #DIV/0! | 0 | 0 | 0 | 0 | 0 | 0 | 48 | 0 | 0 | #DIV/0! | #DIV/0! | 0 | #N/A |  |  |  | #DIV/0! | [7 empty] | 0 | 0 |  |  |  | 0 |  | 1 | 1
| MAPUTO PROVÍNCIA | MANHIÇA | MANHIÇA | CS Escola Pratica do Exercito de Munguine | [5 empty] | PH | MoH | SP | 4341.0378 |  | 1 | 1 | <8 h | Collection & Delivery | Fixed & Outreach | [12 empty] | 0 | 0 | 0 | 0 | 0 | 0 | 0 | 0 | 0 | 0 | #DIV/0! | 0 | #DIV/0! | #DIV/0! | 0 | 0 | 0 | 0 | 0 | 0 | 0 | 0 | 0 | Extens_Solar | #DIV/0! | 0 | #N/A |  |  |  | 0 | [7 empty] | 0 | 0 |  |  |  | 0 |  | 1 | 1
| MAPUTO PROVÍNCIA | MANHIÇA | MANHIÇA | CS Lagoa Phati | [5 empty] | PH | MoH | SP | 2076.4377 |  | 1 | 1 | <8 h | Collection & Delivery | Fixed & Outreach | [12 empty] | 1 | 1 | 0 | 0 | 0 | 0 | 1 | 0 | 0 | 0 | #DIV/0! | 0 | #DIV/0! | #DIV/0! | 0 | 0 | 0 | 0 | 0 | 0 | 0 | 0 | 0 | #DIV/0! | #DIV/0! | 0 | #N/A |  |  |  | #DIV/0! | [7 empty] | 0 | 0 |  |  |  | 0 |  | 1 | 1
| MAPUTO PROVÍNCIA | MANHIÇA | MANHIÇA | CS Magaba | [5 empty] | PH | MoH | SP | 2850.9443 |  | 1 | 1 | <8 h | Collection & Delivery | Fixed & Outreach | [12 empty] | 1 | 1 | 0 | 0 | 0 | 0 | 1 | 0 | 0 | 0 | #DIV/0! | 0 | #DIV/0! | #DIV/0! | 0 | 0 | 0 | 0 | 0 | 0 | 0 | 0 | 0 | #DIV/0! | #DIV/0! | 0 | #N/A |  |  |  | #DIV/0! | [7 empty] | 0 | 0 |  |  |  | 0 |  | 1 | 1
| MAPUTO PROVÍNCIA | MANHIÇA | MANHIÇA | CS Mirona | [5 empty] | PH | MoH | SP | 251.8334 |  | 1 | 1 | <8 h | Collection & Delivery | Fixed & Outreach | [12 empty] | 0 | 0 | 0 | 0 | 0 | 0 | 0 | 0 | 0 | 0 | #DIV/0! | 0 | #DIV/0! | #DIV/0! | 0 | 0 | 0 | 0 | 0 | 0 | 0 | 0 | 0 | Extens_Solar | #DIV/0! | 0 | #N/A |  |  |  | 0 | [7 empty] | 0 | 0 |  |  |  | 0 |  | 1 | 1
| MAPUTO PROVÍNCIA | MANHIÇA | MANHIÇA | CS Pateque | [5 empty] | PH | MoH | SP | 3133.1878 |  | 1 | 1 | <8 h | Collection & Delivery | Fixed & Outreach | [12 empty] | 0 | 0 | 0 | 0 | 0 | 0 | 0 | 0 | 0 | 0 | #DIV/0! | 0 | #DIV/0! | #DIV/0! | 0 | 0 | 0 | 0 | 0 | 0 | 0 | 0 | 0 | Extens_Solar | #DIV/0! | 0 | #N/A |  |  |  | 0 | [7 empty] | 0 | 0 |  |  |  | 0 |  | 1 | 1
| MAPUTO PROVÍNCIA | MANHIÇA | MANHIÇA | CS Xinavane | [5 empty] | PH | MoH | SP | 40443.4955 |  | 1 | 1 | <8 h | Collection & Delivery | Fixed & Outreach | [12 empty] | 1 | 1 | 0 | 0 | 0 | 0 | 1 | 48 | 0 | 0 | #DIV/0! | 0 | #DIV/0! | #DIV/0! | 0 | 0 | 0 | 0 | 0 | 0 | 48 | 0 | 0 | #DIV/0! | #DIV/0! | 0 | #N/A |  |  |  | #DIV/0! | [7 empty] | 0 | 0 |  |  |  | 0 |  | 1 | 1
| MAPUTO PROVÍNCIA | MANHIÇA | MANHIÇA | CS Zonguene | [5 empty] | PH | MoH | SP | 2339.6749 |  | 1 | 1 | <8 h | Collection & Delivery | Fixed & Outreach | [12 empty] | 1 | 1 | 0 | 0 | 0 | 0 | 1 | 48 | 0 | 0 | #DIV/0! | 0 | #DIV/0! | #DIV/0! | 0 | 0 | 0 | 0 | 0 | 0 | 48 | 0 | 0 | #DIV/0! | #DIV/0! | 0 | #N/A |  |  |  | #DIV/0! | [7 empty] | 0 | 0 |  |  |  | 0 |  | 1 | 1
| MAPUTO PROVÍNCIA | MARRACUENE | MARRACUENE | CS Agostinho Neto | [5 empty] | PH | MoH | SP | 16212.3698 |  | 1 | 1 | <8 h | Collection & Delivery | Fixed & Outreach | [12 empty] | 1 | 1 | 0 | 0 | 0 | 0 | 1 | 48 | 0 | 0 | #DIV/0! | 0 | #DIV/0! | #DIV/0! | 0 | 0 | 0 | 0 | 0 | 0 | 48 | 0 | 0 | #DIV/0! | #DIV/0! | 0 | #N/A |  |  |  | #DIV/0! | [7 empty] | 0 | 0 |  |  |  | 0 |  | 1 | 1
| MAPUTO PROVÍNCIA | MARRACUENE | MARRACUENE | CS Macaneta | [5 empty] | PH | MoH | SP | 10807.9298 |  | 1 | 1 | <8 h | Collection & Delivery | Fixed & Outreach | [12 empty] | 1 | 1 | 0 | 0 | 0 | 0 | 1 | 48 | 0 | 0 | #DIV/0! | 0 | #DIV/0! | #DIV/0! | 0 | 0 | 0 | 0 | 0 | 0 | 48 | 0 | 0 | #DIV/0! | #DIV/0! | 0 | #N/A |  |  |  | #DIV/0! | [7 empty] | 0 | 0 |  |  |  | 0 |  | 1 | 1
| MAPUTO PROVÍNCIA | MATOLA | MATOLA | CS Malhapsene | [5 empty] | PH | MoH | SP | 67662 |  | 1 | 1 | <8 h | Collection & Delivery | Fixed & Outreach | [12 empty] | 1 | 1 | 0 | 0 | 0 | 0 | 1 | 145 | 0 | 0 | #DIV/0! | 0 | #DIV/0! | #DIV/0! | 0 | 0 | 0 | 0 | 0 | 0 | 145 | 0 | 0 | #DIV/0! | #DIV/0! | 0 | #N/A |  |  |  | #DIV/0! | [7 empty] | 0 | 0 |  |  |  | 0 |  | 1 | 1
| MAPUTO PROVÍNCIA | MATOLA | MATOLA | CS Bedene | [5 empty] | PH | MoH | SP | 59652 |  | 1 | 1 | <8 h | Collection & Delivery | Fixed & Outreach | [12 empty] | 1 | 1 | 0 | 0 | 0 | 0 | 1 | 48 | 0 | 0 | #DIV/0! | 0 | #DIV/0! | #DIV/0! | 0 | 0 | 0 | 0 | 0 | 0 | 48 | 0 | 0 | #DIV/0! | #DIV/0! | 0 | #N/A |  |  |  | #DIV/0! | [7 empty] | 0 | 0 |  |  |  | 0 |  | 1 | 1
| MAPUTO PROVÍNCIA | MATOLA | MATOLA | CS Boquisso | [5 empty] | PH | MoH | SP | 72687 |  | 1 | 1 | <8 h | Collection & Delivery | Fixed & Outreach | [12 empty] | 1 | 1 | 0 | 0 | 0 | 0 | 1 | 48 | 0 | 0 | #DIV/0! | 0 | #DIV/0! | #DIV/0! | 0 | 0 | 0 | 0 | 0 | 0 | 48 | 0 | 0 | #DIV/0! | #DIV/0! | 0 | #N/A |  |  |  | #DIV/0! | [7 empty] | 0 | 0 |  |  |  | 0 |  | 1 | 1
| MAPUTO PROVÍNCIA | MATOLA | MATOLA | CS Civico Machava | [5 empty] | PH | MoH | SP | 68708 |  | 1 | 1 | <8 h | Collection & Delivery | Fixed & Outreach | [12 empty] | 1 | 1 | 0 | 0 | 0 | 0 | 1 | 48 | 0 | 0 | #DIV/0! | 0 | #DIV/0! | #DIV/0! | 0 | 0 | 0 | 0 | 0 | 0 | 48 | 0 | 0 | #DIV/0! | #DIV/0! | 0 | #N/A |  |  |  | #DIV/0! | [7 empty] | 0 | 0 |  |  |  | 0 |  | 1 | 1
| MAPUTO PROVÍNCIA | MATOLA | MATOLA | CS Matola C | [5 empty] | PH | MoH | SP | 77163 |  | 1 | 1 | <8 h | Collection & Delivery | Fixed & Outreach | [12 empty] | 1 | 1 | 0 | 0 | 0 | 0 | 1 | 48 | 0 | 0 | #DIV/0! | 0 | #DIV/0! | #DIV/0! | 0 | 0 | 0 | 0 | 0 | 0 | 48 | 0 | 0 | #DIV/0! | #DIV/0! | 0 | #N/A |  |  |  | #DIV/0! | [7 empty] | 0 | 0 |  |  |  | 0 |  | 1 | 1
| MAPUTO PROVÍNCIA | MATOLA | MATOLA | CS Matola Santos | [5 empty] | PH | MoH | SP | 65192 |  | 1 | 1 | <8 h | Collection & Delivery | Fixed & Outreach | [12 empty] | 1 | 1 | 0 | 0 | 0 | 0 | 1 | 48 | 0 | 0 | #DIV/0! | 0 | #DIV/0! | #DIV/0! | 0 | 0 | 0 | 0 | 0 | 0 | 48 | 0 | 0 | #DIV/0! | #DIV/0! | 0 | #N/A |  |  |  | #DIV/0! | [7 empty] | 0 | 0 |  |  |  | 0 |  | 1 | 1
| MAPUTO PROVÍNCIA | MATOLA | MATOLA | CS Nkobe | [5 empty] | PH | MoH | SP | 73687 |  | 1 | 1 | <8 h | Collection & Delivery | Fixed & Outreach | [12 empty] | 1 | 1 | 0 | 0 | 0 | 0 | 1 | 48 | 0 | 0 | #DIV/0! | 0 | #DIV/0! | #DIV/0! | 0 | 0 | 0 | 0 | 0 | 0 | 48 | 0 | 0 | #DIV/0! | #DIV/0! | 0 | #N/A |  |  |  | #DIV/0! | [7 empty] | 0 | 0 |  |  |  | 0 |  | 1 | 1
| MAPUTO PROVÍNCIA | MATUTUINE | MATUTUINE | CS Catuane | [5 empty] | PH | MoH | SP | 5393.9866 |  | 1 | 1 | <8 h | Collection & Delivery | Fixed & Outreach | [12 empty] | 1 | 1 | 0 | 0 | 0 | 0 | 1 | 48 | 0 | 0 | #DIV/0! | 0 | #DIV/0! | #DIV/0! | 0 | 0 | 0 | 0 | 0 | 0 | 48 | 0 | 0 | #DIV/0! | #DIV/0! | 0 | #N/A |  |  |  | #DIV/0! | [7 empty] | 0 | 0 |  |  |  | 0 |  | 1 | 1
| MAPUTO PROVÍNCIA | MATUTUINE | MATUTUINE | CS Gueveza | [5 empty] | PH | MoH | SP | 1078.6073 |  | 1 | 1 | <8 h | Collection & Delivery | Fixed & Outreach | [12 empty] | 1 | 1 | 0 | 0 | 0 | 0 | 1 | 48 | 0 | 0 | #DIV/0! | 0 | #DIV/0! | #DIV/0! | 0 | 0 | 0 | 0 | 0 | 0 | 48 | 0 | 0 | #DIV/0! | #DIV/0! | 0 | #N/A |  |  |  | #DIV/0! | [7 empty] | 0 | 0 |  |  |  | 0 |  | 1 | 1
| MAPUTO PROVÍNCIA | MATUTUINE | MATUTUINE | CS Santa Maria | [5 empty] | PH | MoH | SP | 2158.1648 |  | 1 | 1 | <8 h | Collection & Delivery | Fixed & Outreach | [12 empty] | 1 | 1 | 0 | 0 | 0 | 0 | 1 | 48 | 0 | 0 | #DIV/0! | 0 | #DIV/0! | #DIV/0! | 0 | 0 | 0 | 0 | 0 | 0 | 48 | 0 | 0 | #DIV/0! | #DIV/0! | 0 | #N/A |  |  |  | #DIV/0! | [7 empty] | 0 | 0 |  |  |  | 0 |  | 1 | 1
| MAPUTO PROVÍNCIA | MOAMBA | MOAMBA | CS Corumane | [5 empty] | PH | MoH | SP | 9846.2112 |  | 1 | 1 | <8 h | Collection & Delivery | Fixed & Outreach | [12 empty] | 1 | 1 | 0 | 0 | 0 | 0 | 1 | 48 | 0 | 0 | #DIV/0! | 0 | #DIV/0! | #DIV/0! | 0 | 0 | 0 | 0 | 0 | 0 | 48 | 0 | 0 | #DIV/0! | #DIV/0! | 0 | #N/A |  |  |  | #DIV/0! | [7 empty] | 0 | 0 |  |  |  | 0 |  | 1 | 1
| MAPUTO PROVÍNCIA | MOAMBA | MOAMBA | CS Nkolele | [5 empty] | PH | MoH | SP | 2188.5749 |  | 1 | 1 | <8 h | Collection & Delivery | Fixed & Outreach | [12 empty] | 1 | 1 | 0 | 0 | 0 | 0 | 1 | 48 | 0 | 0 | #DIV/0! | 0 | #DIV/0! | #DIV/0! | 0 | 0 | 0 | 0 | 0 | 0 | 48 | 0 | 0 | #DIV/0! | #DIV/0! | 0 | #N/A |  |  |  | #DIV/0! | [7 empty] | 0 | 0 |  |  |  | 0 |  | 1 | 1
| MAPUTO PROVÍNCIA | MOAMBA | MOAMBA | PS Batalhão Apoio a Paz | [5 empty] | PH | MoH | SP | 1093.8123 |  | 1 | 1 | <8 h | Collection & Delivery | Fixed & Outreach | [12 empty] | 0 | 0 | 0 | 0 | 0 | 0 | 0 | 0 | 0 | 0 | #DIV/0! | 0 | #DIV/0! | #DIV/0! | 0 | 0 | 0 | 0 | 0 | 0 | 0 | 0 | 0 | Extens_Solar | #DIV/0! | 0 | #N/A |  |  |  | 0 | [7 empty] | 0 | 0 |  |  |  | 0 |  | 1 | 1
| MAPUTO PROVÍNCIA | NAMAACHA | NAMAACHA | CS Matsequenha | [5 empty] | PH | MoH | SP | 1164.1356 |  | 1 | 1 | <8 h | Collection & Delivery | Fixed & Outreach | [12 empty] | 1 | 1 | 0 | 0 | 0 | 0 | 1 | 48 | 0 | 0 | #DIV/0! | 0 | #DIV/0! | #DIV/0! | 0 | 0 | 0 | 0 | 0 | 0 | 48 | 0 | 0 | #DIV/0! | #DIV/0! | 0 | #N/A |  |  |  | #DIV/0! | [7 empty] | 0 | 0 |  |  |  | 0 |  | 1 | 1
| Gaza | CHIBUTO | CHIBUTO | CS Celula Mussavene | [5 empty] | PH | MoH | SP | 8132.4531 |  | 1 | 1 | <8 h | Collection & Delivery | Fixed & Outreach | [12 empty] | 1 | 0 | 0 | 0 | 0 | 0 | 1 | 24 | 8 | 0 | #DIV/0! | 0 | #DIV/0! | #DIV/0! | 1 | 0 | 0 | 0 | 0 | 1 | 0 | 0 | 0 | #DIV/0! | #DIV/0! | 0 | #N/A |  |  |  | #DIV/0! | [7 empty] | 0 | 0 |  |  |  | 0 |  | 1 | 1
| Gaza | CHIBUTO | CHIBUTO | CS Funguane | [5 empty] | PH | MoH | SP | 2095.275 |  | 1 | 1 | <8 h | Collection & Delivery | Fixed & Outreach | [12 empty] | 1 | 1 | 0 | 0 | 0 | 0 | 1 | 55.5 | 0 | 0 | #DIV/0! | 0 | #DIV/0! | #DIV/0! | 0 | 0 | 0 | 0 | 0 | 0 | 55.5 | 0 | 0 | #DIV/0! | #DIV/0! | 0 | #N/A |  |  |  | #DIV/0! | [7 empty] | 0 | 0 |  |  |  | 0 |  | 1 | 1
| Gaza | CHIBUTO | CHIBUTO | CS Hate-Hate | [5 empty] | PH | MoH | SP | 5765.0434 |  | 1 | 1 | <8 h | Collection & Delivery | Fixed & Outreach | [12 empty] | 1 | 1 | 0 | 0 | 0 | 0 | 1 | 55.5 | 0 | 0 | #DIV/0! | 0 | #DIV/0! | #DIV/0! | 0 | 0 | 0 | 0 | 0 | 0 | 55.5 | 0 | 0 | #DIV/0! | #DIV/0! | 0 | #N/A |  |  |  | #DIV/0! | [7 empty] | 0 | 0 |  |  |  | 0 |  | 1 | 1
| Gaza | CHIBUTO | CHIBUTO | CS Nwahamuza | [5 empty] | PH | MoH | SP | 5335.7834 |  | 1 | 1 | <8 h | Collection & Delivery | Fixed & Outreach | [12 empty] | 1 | 1 | 0 | 0 | 0 | 0 | 1 | 48 | 0 | 0 | #DIV/0! | 0 | #DIV/0! | #DIV/0! | 0 | 0 | 0 | 0 | 0 | 0 | 48 | 0 | 0 | #DIV/0! | #DIV/0! | 0 | #N/A |  |  |  | #DIV/0! | [7 empty] | 0 | 0 |  |  |  | 0 |  | 1 | 1
| Gaza | CHIBUTO | CHIBUTO | CS Tlatlene | [5 empty] | PH | MoH | SP | 5986.1529 |  | 1 | 1 | <8 h | Collection & Delivery | Fixed & Outreach | [12 empty] | 0 | 0 | 0 | 0 | 0 | 0 | 0 | 0 | 0 | 0 | #DIV/0! | 0 | #DIV/0! | #DIV/0! | 0 | 0 | 0 | 0 | 0 | 0 | 0 | 0 | 0 | Extens_Solar | #DIV/0! | 0 | #N/A |  |  |  | 0 | [7 empty] | 0 | 0 |  |  |  | 0 |  | 1 | 1
| Gaza | CHICUALACUALA | CHICUALACUALA | CS Cunguma | [5 empty] | PH | MoH | SP | 1771.3051 |  | 1 | 1 | <8 h | Collection & Delivery | Fixed & Outreach | [12 empty] | 1 | 1 | 0 | 0 | 0 | 0 | 1 | 55.5 | 0 | 0 | #DIV/0! | 0 | #DIV/0! | #DIV/0! | 0 | 0 | 0 | 0 | 0 | 0 | 55.5 | 0 | 0 | #DIV/0! | #DIV/0! | 0 | #N/A |  |  |  | #DIV/0! | [7 empty] | 0 | 0 |  |  |  | 0 |  | 1 | 1
| Gaza | CHICUALACUALA | CHICUALACUALA | CS Mugambane | [5 empty] | PH | MoH | SP | 2598.2382 |  | 1 | 1 | <8 h | Collection & Delivery | Fixed & Outreach | [12 empty] | 1 | 0 | 0 | 0 | 0 | 0 | 1 | 24 | 8 | 0 | #DIV/0! | 0 | #DIV/0! | #DIV/0! | 1 | 0 | 0 | 0 | 0 | 1 | 0 | 0 | 0 | #DIV/0! | #DIV/0! | 0 | #N/A |  |  |  | #DIV/0! | [7 empty] | 0 | 0 |  |  |  | 0 |  | 1 | 1
| Gaza | CHICUALACUALA | CHICUALACUALA | CS Nhanale | [5 empty] | PH | MoH | SP | 4393.0311 |  | 1 | 1 | <8 h | Collection & Delivery | Fixed & Outreach | [12 empty] | 1 | 1 | 0 | 0 | 0 | 0 | 1 | 36 | 34.3 | 0 | #DIV/0! | 0 | #DIV/0! | #DIV/0! | 0 | 0 | 0 | 0 | 0 | 0 | 36 | 34.3 | 0 | #DIV/0! | #DIV/0! | 0 | #N/A |  |  |  | #DIV/0! | [7 empty] | 0 | 0 |  |  |  | 0 |  | 1 | 1
| Gaza | CHICUALACUALA | CHICUALACUALA | CS Saute | [5 empty] | PH | MoH | SP | 2196.5156 |  | 1 | 1 | <8 h | Collection & Delivery | Fixed & Outreach | [12 empty] | 1 | 1 | 0 | 0 | 0 | 0 | 1 | 55.5 | 0 | 0 | #DIV/0! | 0 | #DIV/0! | #DIV/0! | 0 | 0 | 0 | 0 | 0 | 0 | 55.5 | 0 | 0 | #DIV/0! | #DIV/0! | 0 | #N/A |  |  |  | #DIV/0! | [7 empty] | 0 | 0 |  |  |  | 0 |  | 1 | 1
| Gaza | CHOKWÉ | CHOKWÉ | CS Carmelo | [5 empty] | PH | MoH | SP | 16951.3257 |  | 1 | 1 | <8 h | Collection & Delivery | Fixed & Outreach | [12 empty] | 0 | 0 | 0 | 0 | 0 | 0 | 0 | 0 | 0 | 0 | #DIV/0! | 0 | #DIV/0! | #DIV/0! | 0 | 0 | 0 | 0 | 0 | 0 | 0 | 0 | 0 | Extens_Solar | #DIV/0! | 0 | #N/A |  |  |  | 0 | [7 empty] | 0 | 0 |  |  |  | 0 |  | 1 | 1
| Gaza | CHOKWÉ | CHOKWÉ | CS Chiaquelane Reassentamento | [5 empty] | PH | MoH | SP | 3017.1664 |  | 1 | 1 | <8 h | Collection & Delivery | Fixed & Outreach | [12 empty] | 1 | 1 | 0 | 0 | 0 | 0 | 1 | 48 | 0 | 0 | #DIV/0! | 0 | #DIV/0! | #DIV/0! | 0 | 0 | 0 | 0 | 0 | 0 | 48 | 0 | 0 | #DIV/0! | #DIV/0! | 0 | #N/A |  |  |  | #DIV/0! | [7 empty] | 0 | 0 |  |  |  | 0 |  | 1 | 1
| Gaza | CHOKWÉ | CHOKWÉ | CS Muzumuia | [5 empty] | PH | MoH | SP | 4884.6148 |  | 1 | 1 | <8 h | Collection & Delivery | Fixed & Outreach | [12 empty] | 0 | 0 | 0 | 0 | 0 | 0 | 0 | 0 | 0 | 0 | #DIV/0! | 0 | #DIV/0! | #DIV/0! | 0 | 0 | 0 | 0 | 0 | 0 | 0 | 0 | 0 | Extens_Solar | #DIV/0! | 0 | #N/A |  |  |  | 0 | [7 empty] | 0 | 0 |  |  |  | 0 |  | 1 | 1
| Gaza | CHOKWÉ | CHOKWÉ | HR Chokwé | [5 empty] | PH | MoH | SP | 16951.3257 |  | 1 | 1 | <8 h | Collection & Delivery | Fixed & Outreach | [12 empty] | 0 | 0 | 0 | 0 | 0 | 0 | 0 | 0 | 0 | 0 | #DIV/0! | 0 | #DIV/0! | #DIV/0! | 0 | 0 | 0 | 0 | 0 | 0 | 0 | 0 | 0 | Extens_Solar | #DIV/0! | 0 | #N/A |  |  |  | 0 | [7 empty] | 0 | 0 |  |  |  | 0 |  | 1 | 1
| Gaza | CHOKWÉ | CHOKWÉ | PS 6 Bairro | [5 empty] | PH | MoH | SP | 2460.7515 |  | 1 | 1 | <8 h | Collection & Delivery | Fixed & Outreach | [12 empty] | 0 | 0 | 0 | 0 | 0 | 0 | 0 | 0 | 0 | 0 | #DIV/0! | 0 | #DIV/0! | #DIV/0! | 0 | 0 | 0 | 0 | 0 | 0 | 0 | 0 | 0 | Extens_Solar | #DIV/0! | 0 | #N/A |  |  |  | 0 | [7 empty] | 0 | 0 |  |  |  | 0 |  | 1 | 1
| Gaza | CHOKWÉ | CHOKWÉ | PS Chiguidela | [5 empty] | PH | MoH | SP | 6057.9327 |  | 1 | 1 | <8 h | Collection & Delivery | Fixed & Outreach | [12 empty] | 1 | 1 | 0 | 0 | 0 | 0 | 1 | 150 | 150 | 0 | #DIV/0! | 0 | #DIV/0! | #DIV/0! | 0 | 0 | 0 | 0 | 0 | 0 | 150 | 150 | 0 | #DIV/0! | #DIV/0! | 0 | #N/A |  |  |  | #DIV/0! | [7 empty] | 0 | 0 |  |  |  | 0 |  | 1 | 1
| Gaza | CHOKWÉ | CHOKWÉ | PS de Zuza | [5 empty] | PH | MoH | SP | 4122.5163 |  | 1 | 1 | <8 h | Collection & Delivery | Fixed & Outreach | [12 empty] | 1 | 1 | 0 | 0 | 0 | 0 | 1 | 48 | 0 | 0 | #DIV/0! | 0 | #DIV/0! | #DIV/0! | 0 | 0 | 0 | 0 | 0 | 0 | 48 | 0 | 0 | #DIV/0! | #DIV/0! | 0 | #N/A |  |  |  | #DIV/0! | [7 empty] | 0 | 0 |  |  |  | 0 |  | 1 | 1
| Gaza | CHOKWÉ | CHOKWÉ | PS Macunene | [5 empty] | PH | MoH | SP | 1288.5901 |  | 1 | 1 | <8 h | Collection & Delivery | Fixed & Outreach | [12 empty] | 1 | 1 | 0 | 0 | 0 | 0 | 1 | 150 | 150 | 0 | #DIV/0! | 0 | #DIV/0! | #DIV/0! | 1 | 0 | 0 | 0 | 0 | 1 | 0 | 0 | 0 | #DIV/0! | #DIV/0! | 0 | #N/A |  |  |  | #DIV/0! | [7 empty] | 0 | 0 |  |  |  | 0 |  | 1 | 1
| Gaza | CHOKWÉ | CHOKWÉ | PS Militar | [5 empty] | PH | MoH | SP | 1487.8315 |  | 1 | 1 | <8 h | Collection & Delivery | Fixed & Outreach | [12 empty] | 1 | 1 | 0 | 0 | 0 | 0 | 1 | 150 | 150 | 0 | #DIV/0! | 0 | #DIV/0! | #DIV/0! | 0 | 0 | 0 | 0 | 0 | 0 | 150 | 150 | 0 | #DIV/0! | #DIV/0! | 0 | #N/A |  |  |  | #DIV/0! | [7 empty] | 0 | 0 |  |  |  | 0 |  | 1 | 1
| Gaza | GUIJÁ | GUIJÁ | CS Guija | [5 empty] | PH | MoH | SP | 10566.2766 |  | 1 | 1 | <8 h | Collection & Delivery | Fixed & Outreach | [12 empty] | 1 | 0 | 0 | 0 | 0 | 0 | 1 | 24 | 8 | 0 | #DIV/0! | 0 | #DIV/0! | #DIV/0! | 1 | 0 | 0 | 0 | 0 | 1 | 0 | 0 | 0 | #DIV/0! | #DIV/0! | 0 | #N/A |  |  |  | #DIV/0! | [7 empty] | 0 | 0 |  |  |  | 0 |  | 1 | 1
| Gaza | GUIJÁ | GUIJÁ | CS Ndonga | [5 empty] | PH | MoH | SP | 5282.3284 |  | 1 | 1 | <8 h | Collection & Delivery | Fixed & Outreach | [12 empty] | 1 | 1 | 0 | 0 | 0 | 0 | 1 | 216 | 0 | 0 | #DIV/0! | 0 | #DIV/0! | #DIV/0! | 0 | 0 | 0 | 0 | 0 | 0 | 216 | 0 | 0 | #DIV/0! | #DIV/0! | 0 | #N/A |  |  |  | #DIV/0! | [7 empty] | 0 | 0 |  |  |  | 0 |  | 1 | 1
| Gaza | GUIJÁ | GUIJÁ | Tomanine | [5 empty] | PH | MoH | SP | 4905.7134 |  | 1 | 1 | <8 h | Collection & Delivery | Fixed & Outreach | [12 empty] | 0 | 0 | 0 | 0 | 0 | 0 | 0 | 0 | 0 | 0 | #DIV/0! | 0 | #DIV/0! | #DIV/0! | 0 | 0 | 0 | 0 | 0 | 0 | 0 | 0 | 0 | Extens_Solar | #DIV/0! | 0 | #N/A |  |  |  | 0 | [7 empty] | 0 | 0 |  |  |  | 0 |  | 1 | 1
| Gaza | LIMPOPO | LIMPOPO | CS Divina Misercodia S. M. do Cenaculo | [5 empty] | PH | MoH | SP | 7478.034 |  | 1 | 1 | <8 h | Collection & Delivery | Fixed & Outreach | [12 empty] | 1 | 0 | 0 | 0 | 0 | 0 | 1 | 24 | 8 | 0 | #DIV/0! | 0 | #DIV/0! | #DIV/0! | 1 | 0 | 0 | 0 | 0 | 1 | 0 | 0 | 0 | #DIV/0! | #DIV/0! | 0 | #N/A |  |  |  | #DIV/0! | [7 empty] | 0 | 0 |  |  |  | 0 |  | 1 | 1
| Gaza | MABALANE | MABALANE | CS Mabomo | [5 empty] | PH | MoH | SP | 4804.8778 |  | 1 | 1 | <8 h | Collection & Delivery | Fixed & Outreach | [12 empty] | 1 | 1 | 0 | 0 | 0 | 0 | 1 | 145 | 0 | 0 | #DIV/0! | 0 | #DIV/0! | #DIV/0! | 0 | 0 | 0 | 0 | 0 | 0 | 145 | 0 | 0 | #DIV/0! | #DIV/0! | 0 | #N/A |  |  |  | #DIV/0! | [7 empty] | 0 | 0 |  |  |  | 0 |  | 1 | 1
| Gaza | MASSANGENA | MASSANGENA | CS Chizumbane | [5 empty] | PH | MoH | SP | 1787.5036 |  | 1 | 1 | <8 h | Collection & Delivery | Fixed & Outreach | [12 empty] | 1 | 1 | 0 | 0 | 0 | 0 | 1 | 55.5 | 0 | 0 | #DIV/0! | 0 | #DIV/0! | #DIV/0! | 0 | 0 | 0 | 0 | 0 | 0 | 55.5 | 0 | 0 | #DIV/0! | #DIV/0! | 0 | #N/A |  |  |  | #DIV/0! | [7 empty] | 0 | 0 |  |  |  | 0 |  | 1 | 1
| Inhambane | CIDADE DE INHAMBANE | CIDADE DE INHAMBANE | CS Ilha de Inhambane | [5 empty] | PH | MoH | SP | 724.3335 |  | 1 | 1 | <8 h | Collection & Delivery | Fixed & Outreach | [12 empty] | 1 | 1 | 0 | 0 | 0 | 0 | 1 | 36 | 34.3 | 0 | #DIV/0! | 0 | #DIV/0! | #DIV/0! | 0 | 0 | 0 | 0 | 0 | 0 | 36 | 34.3 | 0 | #DIV/0! | #DIV/0! | 0 | #N/A |  |  |  | #DIV/0! | [7 empty] | 0 | 0 |  |  |  | 0 |  | 1 | 1
| Inhambane | CIDADE DE INHAMBANE | CIDADE DE INHAMBANE | CS Mahila | [5 empty] | PH | MoH | SP | 2037.1881 |  | 1 | 1 | <8 h | Collection & Delivery | Fixed & Outreach | [12 empty] | 1 | 1 | 0 | 0 | 0 | 0 | 1 | 48 | 0 | 0 | #DIV/0! | 0 | #DIV/0! | #DIV/0! | 0 | 0 | 0 | 0 | 0 | 0 | 48 | 0 | 0 | #DIV/0! | #DIV/0! | 0 | #N/A |  |  |  | #DIV/0! | [7 empty] | 0 | 0 |  |  |  | 0 |  | 1 | 1
| Inhambane | Funhalouro | Funhalouro | CS Cupo | [5 empty] | PH | MoH | SP | 1335.0929 |  | 1 | 1 | <8 h | Collection & Delivery | Fixed & Outreach | [12 empty] | 1 | 1 | 0 | 0 | 0 | 0 | 1 | 36 | 34.3 | 0 | #DIV/0! | 0 | #DIV/0! | #DIV/0! | 0 | 0 | 0 | 0 | 0 | 0 | 36 | 34.3 | 0 | #DIV/0! | #DIV/0! | 0 | #N/A |  |  |  | #DIV/0! | [7 empty] | 0 | 0 |  |  |  | 0 |  | 1 | 1
| Inhambane | Homoine | Homoine | CS Homoine | [5 empty] | PH | MoH | SP | 19059.0263 |  | 1 | 1 | <8 h | Collection & Delivery | Fixed & Outreach | [12 empty] | 1 | 1 | 0 | 0 | 0 | 0 | 1 | 48 | 0 | 0 | #DIV/0! | 0 | #DIV/0! | #DIV/0! | 0 | 0 | 0 | 0 | 0 | 0 | 48 | 0 | 0 | #DIV/0! | #DIV/0! | 0 | #N/A |  |  |  | #DIV/0! | [7 empty] | 0 | 0 |  |  |  | 0 |  | 1 | 1
| Inhambane | Homoine | Homoine | CS de Chizapela | [5 empty] | PH | MoH | SP | 5342.7541 |  | 1 | 1 | <8 h | Collection & Delivery | Fixed & Outreach | [12 empty] | 1 | 0 | 0 | 0 | 0 | 0 | 1 | 24 | 8 | 0 | #DIV/0! | 0 | #DIV/0! | #DIV/0! | 1 | 0 | 0 | 0 | 0 | 1 | 0 | 0 | 0 | #DIV/0! | #DIV/0! | 0 | #N/A |  |  |  | #DIV/0! | [7 empty] | 0 | 0 |  |  |  | 0 |  | 1 | 1
| Inhambane | Jangamo | Jangamo | CS Cumbana | [5 empty] | PH | MoH | SP | 20545.022 |  | 1 | 1 | <8 h | Collection & Delivery | Fixed & Outreach | [12 empty] | 1 | 1 | 0 | 0 | 0 | 0 | 1 | 48 | 0 | 0 | #DIV/0! | 0 | #DIV/0! | #DIV/0! | 0 | 0 | 0 | 0 | 0 | 0 | 48 | 0 | 0 | #DIV/0! | #DIV/0! | 0 | #N/A |  |  |  | #DIV/0! | [7 empty] | 0 | 0 |  |  |  | 0 |  | 1 | 1
| Inhambane | Jangamo | Jangamo | CS Ligogo | [5 empty] | PH | MoH | SP | 13335.8383 |  | 1 | 1 | <8 h | Collection & Delivery | Fixed & Outreach | [12 empty] | 1 | 1 | 0 | 0 | 0 | 0 | 1 | 48 | 0 | 0 | #DIV/0! | 0 | #DIV/0! | #DIV/0! | 0 | 0 | 0 | 0 | 0 | 0 | 48 | 0 | 0 | #DIV/0! | #DIV/0! | 0 | #N/A |  |  |  | #DIV/0! | [7 empty] | 0 | 0 |  |  |  | 0 |  | 1 | 1
| Inhambane | Mabote | Mabote | CS Chitanga | [5 empty] | PH | MoH | SP | 4615.2437 |  | 1 | 1 | <8 h | Collection & Delivery | Fixed & Outreach | [12 empty] | 1 | 1 | 0 | 0 | 0 | 0 | 1 | 48 | 0 | 0 | #DIV/0! | 0 | #DIV/0! | #DIV/0! | 0 | 0 | 0 | 0 | 0 | 0 | 48 | 0 | 0 | #DIV/0! | #DIV/0! | 0 | #N/A |  |  |  | #DIV/0! | [7 empty] | 0 | 0 |  |  |  | 0 |  | 1 | 1
| Inhambane | Massinga | Massinga | CS Kamudawuca | [5 empty] | PH | MoH | SP | 10346.374 |  | 1 | 1 | <8 h | Collection & Delivery | Fixed & Outreach | [12 empty] | 1 | 1 | 0 | 0 | 0 | 0 | 1 | 20 | 34.3 | 0 | #DIV/0! | 0 | #DIV/0! | #DIV/0! | 0 | 0 | 0 | 0 | 1 | 1 | 0 | 0 | 0 | #DIV/0! | #DIV/0! | 0 | #N/A |  |  |  | #DIV/0! | [7 empty] | 0 | 0 |  |  |  | 0 |  | 1 | 1
| Inhambane | Massinga | Massinga | CS Massinga | [5 empty] | PH | MoH | SP | 34487.6485 |  | 1 | 1 | <8 h | Collection & Delivery | Fixed & Outreach | [12 empty] | 0 | 0 | 0 | 0 | 0 | 0 | 0 | 0 | 0 | 0 | #DIV/0! | 0 | #DIV/0! | #DIV/0! | 0 | 0 | 0 | 0 | 0 | 0 | 0 | 0 | 0 | Extens_Solar | #DIV/0! | 0 | #N/A |  |  |  | 0 | [7 empty] | 0 | 0 |  |  |  | 0 |  | 1 | 1
| Inhambane | Massinga | Massinga | CS Tevele | [5 empty] | PH | MoH | SP | 9128.8265 |  | 1 | 1 | <8 h | Collection & Delivery | Fixed & Outreach | [12 empty] | 1 | 0 | 0 | 0 | 0 | 0 | 1 | 24 | 8 | 0 | #DIV/0! | 0 | #DIV/0! | #DIV/0! | 1 | 0 | 0 | 0 | 0 | 1 | 0 | 0 | 0 | #DIV/0! | #DIV/0! | 0 | #N/A |  |  |  | #DIV/0! | [7 empty] | 0 | 0 |  |  |  | 0 |  | 1 | 1
| Inhambane | Maxixe | Maxixe | CS Mawewe | [5 empty] | PH | MoH | SP | 8398.9333 |  | 1 | 1 | <8 h | Collection & Delivery | Fixed & Outreach | [12 empty] | 1 | 1 | 0 | 0 | 0 | 0 | 1 | 48 | 0 | 0 | #DIV/0! | 0 | #DIV/0! | #DIV/0! | 0 | 0 | 0 | 0 | 0 | 0 | 48 | 0 | 0 | #DIV/0! | #DIV/0! | 0 | #N/A |  |  |  | #DIV/0! | [7 empty] | 0 | 0 |  |  |  | 0 |  | 1 | 1
| Inhambane | Maxixe | Maxixe | CS Maxixe | [5 empty] | PH | MoH | SP | 22974.5574 |  | 1 | 1 | <8 h | Collection & Delivery | Fixed & Outreach | [12 empty] | 1 | 0 | 0 | 0 | 0 | 0 | 1 | 24 | 8 | 0 | #DIV/0! | 0 | #DIV/0! | #DIV/0! | 1 | 0 | 0 | 0 | 0 | 1 | 0 | 0 | 0 | #DIV/0! | #DIV/0! | 0 | #N/A |  |  |  | #DIV/0! | [7 empty] | 0 | 0 |  |  |  | 0 |  | 1 | 1
| Inhambane | Maxixe | Maxixe | CS Teles | [5 empty] | PH | MoH | SP | 1235.0205 |  | 1 | 1 | <8 h | Collection & Delivery | Fixed & Outreach | [12 empty] | 1 | 0 | 0 | 0 | 0 | 0 | 1 | 24 | 8 | 0 | #DIV/0! | 0 | #DIV/0! | #DIV/0! | 1 | 0 | 0 | 0 | 0 | 1 | 0 | 0 | 0 | #DIV/0! | #DIV/0! | 0 | #N/A |  |  |  | #DIV/0! | [7 empty] | 0 | 0 |  |  |  | 0 |  | 1 | 1
| Inhambane | Morrumbene | Morrumbene | CS Linga - Linga | [5 empty] | PH | MoH | SP | 2195.2389 |  | 1 | 1 | <8 h | Collection & Delivery | Fixed & Outreach | [12 empty] | 1 | 1 | 0 | 0 | 0 | 0 | 1 | 20 | 34.3 | 0 | #DIV/0! | 0 | #DIV/0! | #DIV/0! | 0 | 0 | 0 | 0 | 1 | 1 | 0 | 0 | 0 | #DIV/0! | #DIV/0! | 0 | #N/A |  |  |  | #DIV/0! | [7 empty] | 0 | 0 |  |  |  | 0 |  | 1 | 1
| Inhambane | Morrumbene | Morrumbene | CS Tambanjane | [5 empty] | PH | MoH | SP | 7740.5205 |  | 1 | 1 | <8 h | Collection & Delivery | Fixed & Outreach | [12 empty] | 1 | 1 | 0 | 0 | 0 | 0 | 1 | 20 | 34.3 | 0 | #DIV/0! | 0 | #DIV/0! | #DIV/0! | 0 | 0 | 0 | 0 | 1 | 1 | 0 | 0 | 0 | #DIV/0! | #DIV/0! | 0 | #N/A |  |  |  | #DIV/0! | [7 empty] | 0 | 0 |  |  |  | 0 |  | 1 | 1
| Inhambane | Morrumbene | Morrumbene | CS de Guigobane | [5 empty] | PH | MoH | SP | 2772.6408 |  | 1 | 1 | <8 h | Collection & Delivery | Fixed & Outreach | [12 empty] | 1 | 0 | 0 | 0 | 0 | 0 | 1 | 24 | 8 | 0 | #DIV/0! | 0 | #DIV/0! | #DIV/0! | 1 | 0 | 0 | 0 | 0 | 1 | 0 | 0 | 0 | #DIV/0! | #DIV/0! | 0 | #N/A |  |  |  | #DIV/0! | [7 empty] | 0 | 0 |  |  |  | 0 |  | 1 | 1
| Inhambane | Morrumbene | Morrumbene | CS de Murie | [5 empty] | PH | MoH | SP | 4852.717 |  | 1 | 1 | <8 h | Collection & Delivery | Fixed & Outreach | [12 empty] | 1 | 0 | 0 | 0 | 0 | 0 | 1 | 24 | 8 | 0 | #DIV/0! | 0 | #DIV/0! | #DIV/0! | 1 | 0 | 0 | 0 | 0 | 1 | 0 | 0 | 0 | #DIV/0! | #DIV/0! | 0 | #N/A |  |  |  | #DIV/0! | [7 empty] | 0 | 0 |  |  |  | 0 |  | 1 | 1
| Inhambane | VILANCULOS | VILANCULOS | CS 19 de Outubro | [5 empty] | PH | MoH | SP | 3980.6576 |  | 1 | 1 | <8 h | Collection & Delivery | Fixed & Outreach | [12 empty] | 1 | 0 | 0 | 0 | 0 | 0 | 1 | 24 | 8 | 0 | #DIV/0! | 0 | #DIV/0! | #DIV/0! | 1 | 0 | 0 | 0 | 0 | 1 | 0 | 0 | 0 | #DIV/0! | #DIV/0! | 0 | #N/A |  |  |  | #DIV/0! | [7 empty] | 0 | 0 |  |  |  | 0 |  | 1 | 1
| Inhambane | VILANCULOS | VILANCULOS | CS Benguerra | [5 empty] | PH | MoH | SP | 1327.1506 |  | 1 | 1 | <8 h | Collection & Delivery | Fixed & Outreach | [12 empty] | 1 | 1 | 0 | 0 | 0 | 0 | 1 | 48 | 0 | 0 | #DIV/0! | 0 | #DIV/0! | #DIV/0! | 0 | 0 | 0 | 0 | 0 | 0 | 48 | 0 | 0 | #DIV/0! | #DIV/0! | 0 | #N/A |  |  |  | #DIV/0! | [7 empty] | 0 | 0 |  |  |  | 0 |  | 1 | 1
| Inhambane | VILANCULOS | VILANCULOS | CS Chichocane | [5 empty] | PH | MoH | SP | 3980.6576 |  | 1 | 1 | <8 h | Collection & Delivery | Fixed & Outreach | [12 empty] | 1 | 0 | 0 | 0 | 0 | 0 | 1 | 24 | 8 | 0 | #DIV/0! | 0 | #DIV/0! | #DIV/0! | 1 | 0 | 0 | 0 | 0 | 1 | 0 | 0 | 0 | #DIV/0! | #DIV/0! | 0 | #N/A |  |  |  | #DIV/0! | [7 empty] | 0 | 0 |  |  |  | 0 |  | 1 | 1
| Inhambane | VILANCULOS | VILANCULOS | CS Chipanela | [5 empty] | PH | MoH | SP | 3980.6576 |  | 1 | 1 | <8 h | Collection & Delivery | Fixed & Outreach | [12 empty] | 1 | 1 | 0 | 0 | 0 | 0 | 1 | 48 | 0 | 0 | #DIV/0! | 0 | #DIV/0! | #DIV/0! | 0 | 0 | 0 | 0 | 0 | 0 | 48 | 0 | 0 | #DIV/0! | #DIV/0! | 0 | #N/A |  |  |  | #DIV/0! | [7 empty] | 0 | 0 |  |  |  | 0 |  | 1 | 1
| Inhambane | VILANCULOS | VILANCULOS | CS Chipanzane | [5 empty] | PH | MoH | SP | 2654.3012 |  | 1 | 1 | <8 h | Collection & Delivery | Fixed & Outreach | [12 empty] | 1 | 0 | 0 | 0 | 0 | 0 | 1 | 24 | 8 | 0 | #DIV/0! | 0 | #DIV/0! | #DIV/0! | 1 | 0 | 0 | 0 | 0 | 1 | 0 | 0 | 0 | #DIV/0! | #DIV/0! | 0 | #N/A |  |  |  | #DIV/0! | [7 empty] | 0 | 0 |  |  |  | 0 |  | 1 | 1
| Inhambane | VILANCULOS | VILANCULOS | CS Muabsa | [5 empty] | PH | MoH | SP | 2654.3012 |  | 1 | 1 | <8 h | Collection & Delivery | Fixed & Outreach | [12 empty] | 1 | 1 | 0 | 0 | 0 | 0 | 1 | 48 | 0 | 0 | #DIV/0! | 0 | #DIV/0! | #DIV/0! | 0 | 0 | 0 | 0 | 0 | 0 | 48 | 0 | 0 | #DIV/0! | #DIV/0! | 0 | #N/A |  |  |  | #DIV/0! | [7 empty] | 0 | 0 |  |  |  | 0 |  | 1 | 1
| Inhambane | VILANCULOS | VILANCULOS | CS Quequer A. | [5 empty] | PH | MoH | SP | 2654.3012 |  | 1 | 1 | <8 h | Collection & Delivery | Fixed & Outreach | [12 empty] | 1 | 0 | 0 | 0 | 0 | 0 | 1 | 24 | 8 | 0 | #DIV/0! | 0 | #DIV/0! | #DIV/0! | 1 | 0 | 0 | 0 | 0 | 1 | 0 | 0 | 0 | #DIV/0! | #DIV/0! | 0 | #N/A |  |  |  | #DIV/0! | [7 empty] | 0 | 0 |  |  |  | 0 |  | 1 | 1
| Inhambane | ZAVALA | ZAVALA | CS Cala | [5 empty] | PH | MoH | SP | 9125.6496 |  | 1 | 1 | <8 h | Collection & Delivery | Fixed & Outreach | [12 empty] | 1 | 1 | 0 | 0 | 0 | 0 | 1 | 55.5 | 0 | 0 | #DIV/0! | 0 | #DIV/0! | #DIV/0! | 0 | 0 | 0 | 0 | 0 | 0 | 55.5 | 0 | 0 | #DIV/0! | #DIV/0! | 0 | #N/A |  |  |  | #DIV/0! | [7 empty] | 0 | 0 |  |  |  | 0 |  | 1 | 1
| Inhambane | ZAVALA | ZAVALA | CS Chipole | [5 empty] | PH | MoH | SP | 3084.7714 |  | 1 | 1 | <8 h | Collection & Delivery | Fixed & Outreach | [12 empty] | 1 | 1 | 0 | 0 | 0 | 0 | 1 | 55.5 | 0 | 0 | #DIV/0! | 0 | #DIV/0! | #DIV/0! | 0 | 0 | 0 | 0 | 0 | 0 | 55.5 | 0 | 0 | #DIV/0! | #DIV/0! | 0 | #N/A |  |  |  | #DIV/0! | [7 empty] | 0 | 0 |  |  |  | 0 |  | 1 | 1
| Inhambane | ZAVALA | ZAVALA | CS Dúcua | [5 empty] | PH | MoH | SP | 2698.7778 |  | 1 | 1 | <8 h | Collection & Delivery | Fixed & Outreach | [12 empty] | 1 | 1 | 0 | 0 | 0 | 0 | 1 | 55.5 | 0 | 0 | #DIV/0! | 0 | #DIV/0! | #DIV/0! | 0 | 0 | 0 | 0 | 0 | 0 | 55.5 | 0 | 0 | #DIV/0! | #DIV/0! | 0 | #N/A |  |  |  | #DIV/0! | [7 empty] | 0 | 0 |  |  |  | 0 |  | 1 | 1
| Inhambane | ZAVALA | ZAVALA | CS Nhacodue | [5 empty] | PH | MoH | SP | 3213.4359 |  | 1 | 1 | <8 h | Collection & Delivery | Fixed & Outreach | [12 empty] | 1 | 1 | 0 | 0 | 0 | 0 | 1 | 20 | 34.3 | 0 | #DIV/0! | 0 | #DIV/0! | #DIV/0! | 0 | 0 | 0 | 0 | 1 | 1 | 0 | 0 | 0 | #DIV/0! | #DIV/0! | 0 | #N/A |  |  |  | #DIV/0! | [7 empty] | 0 | 0 |  |  |  | 0 |  | 1 | 1
| Manica | BÁRUE | BÁRUE | Barauro | [5 empty] | PH | MoH | SP | 2505.3646 |  | 1 | 1 | <8 h | Collection & Delivery | Fixed & Outreach | [12 empty] | 1 | 1 | 0 | 0 | 0 | 0 | 1 | 48 | 0 | 0 | #DIV/0! | 0 | #DIV/0! | #DIV/0! | 0 | 0 | 0 | 0 | 0 | 0 | 48 | 0 | 0 | #DIV/0! | #DIV/0! | 0 | #N/A |  |  |  | #DIV/0! | [7 empty] | 0 | 0 |  |  |  | 0 |  | 1 | 1
| Manica | BÁRUE | BÁRUE | Catandica | [5 empty] | PH | MoH | SP | 32963.0239 |  | 1 | 1 | <8 h | Collection & Delivery | Fixed & Outreach | [12 empty] | 1 | 1 | 0 | 0 | 0 | 0 | 1 | 55.5 | 0 | 0 | #DIV/0! | 0 | #DIV/0! | #DIV/0! | 0 | 0 | 0 | 0 | 0 | 0 | 55.5 | 0 | 0 | #DIV/0! | #DIV/0! | 0 | #N/A |  |  |  | #DIV/0! | [7 empty] | 0 | 0 |  |  |  | 0 |  | 1 | 1
| Manica | BÁRUE | BÁRUE | Sanhathunzi | [5 empty] | PH | MoH | SP | 13295.1834 |  | 1 | 1 | <8 h | Collection & Delivery | Fixed & Outreach | [12 empty] | 1 | 0 | 0 | 0 | 0 | 0 | 1 | 85 | 14.4 | 0 | #DIV/0! | 0 | #DIV/0! | #DIV/0! | 1 | 0 | 0 | 0 | 0 | 1 | 0 | 0 | 0 | #DIV/0! | #DIV/0! | 0 | #N/A |  |  |  | #DIV/0! | [7 empty] | 0 | 0 |  |  |  | 0 |  | 1 | 1
| Manica | BÁRUE | BÁRUE | Sabao | [5 empty] | PH | MoH | SP | 9274.9472 |  | 1 | 1 | <8 h | Collection & Delivery | Fixed & Outreach | [12 empty] | 1 | 1 | 0 | 0 | 0 | 0 | 1 | 150 | 150 | 0 | #DIV/0! | 0 | #DIV/0! | #DIV/0! | 0 | 0 | 0 | 0 | 0 | 0 | 150 | 150 | 0 | #DIV/0! | #DIV/0! | 0 | #N/A |  |  |  | #DIV/0! | [7 empty] | 0 | 0 |  |  |  | 0 |  | 1 | 1
| Manica | BÁRUE | BÁRUE | Cagole | [5 empty] | PH | MoH | SP | 9395.1173 |  | 1 | 1 | <8 h | Collection & Delivery | Fixed & Outreach | [12 empty] | 0 | 0 | 0 | 0 | 0 | 0 | 0 | 0 | 0 | 0 | #DIV/0! | 0 | #DIV/0! | #DIV/0! | 0 | 0 | 0 | 0 | 0 | 0 | 0 | 0 | 0 | Extens_Solar | #DIV/0! | 0 | #N/A |  |  |  | 0 | [7 empty] | 0 | 0 |  |  |  | 0 |  | 1 | 1
| Manica | BÁRUE | BÁRUE | Mussianharo | [5 empty] | PH | MoH | SP | 6263.4115 |  | 1 | 1 | <8 h | Collection & Delivery | Fixed & Outreach | [12 empty] | 0 | 0 | 0 | 0 | 0 | 0 | 0 | 0 | 0 | 0 | #DIV/0! | 0 | #DIV/0! | #DIV/0! | 0 | 0 | 0 | 0 | 0 | 0 | 0 | 0 | 0 | Extens_Solar | #DIV/0! | 0 | #N/A |  |  |  | 0 | [7 empty] | 0 | 0 |  |  |  | 0 |  | 1 | 1
| Manica | CIDADE DE CHIMOIO | CIDADE DE CHIMOIO | Privado Saúde Militar | [5 empty] | PH | MoH | SP | 75840 |  | 1 | 1 | <8 h | Collection & Delivery | Fixed & Outreach | [12 empty] | 1 | 0 | 0 | 0 | 0 | 0 | 1 | 24 | 8 | 0 | #DIV/0! | 0 | #DIV/0! | #DIV/0! | 1 | 0 | 0 | 0 | 0 | 1 | 0 | 0 | 0 | #DIV/0! | #DIV/0! | 0 | #N/A |  |  |  | #DIV/0! | [7 empty] | 0 | 0 |  |  |  | 0 |  | 1 | 1
| Manica | GONDOLA | GONDOLA | CS Amatongas | [5 empty] | PH | MoH | SP | 28087.9412 |  | 1 | 1 | <8 h | Collection & Delivery | Fixed & Outreach | [12 empty] | 1 | 1 | 0 | 0 | 0 | 0 | 1 | 55.5 | 0 | 0 | #DIV/0! | 0 | #DIV/0! | #DIV/0! | 0 | 0 | 0 | 0 | 0 | 0 | 55.5 | 0 | 0 | #DIV/0! | #DIV/0! | 0 | #N/A |  |  |  | #DIV/0! | [7 empty] | 0 | 0 |  |  |  | 0 |  | 1 | 1
| Manica | GONDOLA | GONDOLA | CS Chipindaumwe | [5 empty] | PH | MoH | SP | 20432.5593 |  | 1 | 1 | <8 h | Collection & Delivery | Fixed & Outreach | [12 empty] | 1 | 1 | 0 | 0 | 0 | 0 | 1 | 48 | 0 | 0 | #DIV/0! | 0 | #DIV/0! | #DIV/0! | 0 | 0 | 0 | 0 | 0 | 0 | 48 | 0 | 0 | #DIV/0! | #DIV/0! | 0 | #N/A |  |  |  | #DIV/0! | [7 empty] | 0 | 0 |  |  |  | 0 |  | 1 | 1
| Manica | GONDOLA | GONDOLA | CS Maforga | [5 empty] | PH | MoH | SP | 10567.6862 |  | 1 | 1 | <8 h | Collection & Delivery | Fixed & Outreach | [12 empty] | 1 | 1 | 0 | 0 | 0 | 0 | 1 | 48 | 0 | 0 | #DIV/0! | 0 | #DIV/0! | #DIV/0! | 0 | 0 | 0 | 0 | 0 | 0 | 48 | 0 | 0 | #DIV/0! | #DIV/0! | 0 | #N/A |  |  |  | #DIV/0! | [7 empty] | 0 | 0 |  |  |  | 0 |  | 1 | 1
| Manica | GONDOLA | GONDOLA | CS Maparanhanga Serra | [5 empty] | PH | MoH | SP | 6793.2524 |  | 1 | 1 | <8 h | Collection & Delivery | Fixed & Outreach | [12 empty] | 1 | 1 | 0 | 0 | 0 | 0 | 1 | 36 | 34.3 | 0 | #DIV/0! | 0 | #DIV/0! | #DIV/0! | 0 | 0 | 0 | 0 | 0 | 0 | 36 | 34.3 | 0 | #DIV/0! | #DIV/0! | 0 | #N/A |  |  |  | #DIV/0! | [7 empty] | 0 | 0 |  |  |  | 0 |  | 1 | 1
| Manica | GURO | GURO | CS Guro - Sede | [5 empty] | PH | MoH | SP | 32483.2538 |  | 1 | 1 | <8 h | Collection & Delivery | Fixed & Outreach | [12 empty] | 1 | 1 | 0 | 0 | 0 | 0 | 1 | 48 | 0 | 0 | #DIV/0! | 0 | #DIV/0! | #DIV/0! | 0 | 0 | 0 | 0 | 0 | 0 | 48 | 0 | 0 | #DIV/0! | #DIV/0! | 0 | #N/A |  |  |  | #DIV/0! | [7 empty] | 0 | 0 |  |  |  | 0 |  | 1 | 1
| Manica | GURO | GURO | CS Nhacatale | [5 empty] | PH | MoH | SP | 4653.8604 |  | 1 | 1 | <8 h | Collection & Delivery | Fixed & Outreach | [12 empty] | 1 | 1 | 0 | 0 | 0 | 0 | 1 | 36 | 34.3 | 0 | #DIV/0! | 0 | #DIV/0! | #DIV/0! | 0 | 0 | 0 | 0 | 0 | 0 | 36 | 34.3 | 0 | #DIV/0! | #DIV/0! | 0 | #N/A |  |  |  | #DIV/0! | [7 empty] | 0 | 0 |  |  |  | 0 |  | 1 | 1
| Manica | MACATE | MACATE | CS Filipe Jacinto Nyusi | [5 empty] | PH | MoH | SP | 10168.9399 |  | 1 | 1 | <8 h | Collection & Delivery | Fixed & Outreach | [12 empty] | 1 | 1 | 0 | 0 | 0 | 0 | 1 | 48 | 0 | 0 | #DIV/0! | 0 | #DIV/0! | #DIV/0! | 0 | 0 | 0 | 0 | 0 | 0 | 48 | 0 | 0 | #DIV/0! | #DIV/0! | 0 | #N/A |  |  |  | #DIV/0! | [7 empty] | 0 | 0 |  |  |  | 0 |  | 1 | 1
| Manica | MACOSSA | MACOSSA | CS Macossa | [5 empty] | PH | MoH | SP | 10060.6047 |  | 1 | 1 | <8 h | Collection & Delivery | Fixed & Outreach | [12 empty] | 1 | 1 | 0 | 0 | 0 | 0 | 1 | 48 | 0 | 0 | #DIV/0! | 0 | #DIV/0! | #DIV/0! | 0 | 0 | 0 | 0 | 0 | 0 | 48 | 0 | 0 | #DIV/0! | #DIV/0! | 0 | #N/A |  |  |  | #DIV/0! | [7 empty] | 0 | 0 |  |  |  | 0 |  | 1 | 1
| Manica | MACOSSA | MACOSSA | CS Nhaphendeca | [5 empty] | PH | MoH | SP | 4249.6519 |  | 1 | 1 | <8 h | Collection & Delivery | Fixed & Outreach | [12 empty] | 1 | 1 | 0 | 0 | 0 | 0 | 1 | 55.5 | 0 | 0 | #DIV/0! | 0 | #DIV/0! | #DIV/0! | 0 | 0 | 0 | 0 | 0 | 0 | 55.5 | 0 | 0 | #DIV/0! | #DIV/0! | 0 | #N/A |  |  |  | #DIV/0! | [7 empty] | 0 | 0 |  |  |  | 0 |  | 1 | 1
| Manica | MACOSSA | MACOSSA | CS Tropa | [5 empty] | PH | MoH | SP | 5644.3534 |  | 1 | 1 | <8 h | Collection & Delivery | Fixed & Outreach | [12 empty] | 1 | 1 | 0 | 0 | 0 | 0 | 1 | 36 | 34.3 | 0 | #DIV/0! | 0 | #DIV/0! | #DIV/0! | 0 | 0 | 0 | 0 | 0 | 0 | 36 | 34.3 | 0 | #DIV/0! | #DIV/0! | 0 | #N/A |  |  |  | #DIV/0! | [7 empty] | 0 | 0 |  |  |  | 0 |  | 1 | 1
| Manica | MANICA | MANICA | CS 7 de Abril | [5 empty] | PH | MoH | SP | 12002.4444 |  | 1 | 1 | <8 h | Collection & Delivery | Fixed & Outreach | [12 empty] | 0 | 0 | 0 | 0 | 0 | 0 | 0 | 0 | 0 | 0 | #DIV/0! | 0 | #DIV/0! | #DIV/0! | 0 | 0 | 0 | 0 | 0 | 0 | 0 | 0 | 0 | Extens_Solar | #DIV/0! | 0 | #N/A |  |  |  | 0 | [7 empty] | 0 | 0 |  |  |  | 0 |  | 1 | 1
| Manica | MANICA | MANICA | CS Manica (U) | [5 empty] | PH | MoH | SP | 2235.8923 |  | 1 | 1 | <8 h | Collection & Delivery | Fixed & Outreach | [12 empty] | 0 | 0 | 0 | 0 | 0 | 0 | 0 | 0 | 0 | 0 | #DIV/0! | 0 | #DIV/0! | #DIV/0! | 0 | 0 | 0 | 0 | 0 | 0 | 0 | 0 | 0 | Extens_Solar | #DIV/0! | 0 | #N/A |  |  |  | 0 | [7 empty] | 0 | 0 |  |  |  | 0 |  | 1 | 1
| Manica | MANICA | MANICA | CS Vumba | [5 empty] | PH | MoH | SP | 14971.1922 |  | 1 | 1 | <8 h | Collection & Delivery | Fixed & Outreach | [12 empty] | 1 | 1 | 0 | 0 | 0 | 0 | 1 | 145 | 0 | 0 | #DIV/0! | 0 | #DIV/0! | #DIV/0! | 0 | 0 | 0 | 0 | 0 | 0 | 145 | 0 | 0 | #DIV/0! | #DIV/0! | 0 | #N/A |  |  |  | #DIV/0! | [7 empty] | 0 | 0 |  |  |  | 0 |  | 1 | 1
| Manica | MOSSURIZE | MOSSURIZE | CS Bangonhe | [5 empty] | PH | MoH | SP | 9616.8042 |  | 1 | 1 | <8 h | Collection & Delivery | Fixed & Outreach | [12 empty] | 1 | 1 | 0 | 0 | 0 | 0 | 1 | 57 | 24 | 0 | #DIV/0! | 0 | #DIV/0! | #DIV/0! | 0 | 0 | 0 | 0 | 0 | 0 | 57 | 24 | 0 | #DIV/0! | #DIV/0! | 0 | #N/A |  |  |  | #DIV/0! | [7 empty] | 0 | 0 |  |  |  | 0 |  | 1 | 1
| Manica | MOSSURIZE | MOSSURIZE | CS Espungabera | [5 empty] | PH | MoH | SP | 27247.6118 |  | 1 | 1 | <8 h | Collection & Delivery | Fixed & Outreach | [12 empty] | 1 | 1 | 0 | 0 | 0 | 0 | 1 | 80.5 | 0 | 0 | #DIV/0! | 0 | #DIV/0! | #DIV/0! | 0 | 0 | 0 | 0 | 0 | 0 | 80.5 | 0 | 0 | #DIV/0! | #DIV/0! | 0 | #N/A |  |  |  | #DIV/0! | [7 empty] | 0 | 0 |  |  |  | 0 |  | 1 | 1
| Manica | SUSSUNDENGA | SUSSUNDENGA | CS Machir | [5 empty] | PH | MoH | SP | 5713.5423 |  | 1 | 1 | <8 h | Collection & Delivery | Fixed & Outreach | [12 empty] | 1 | 1 | 0 | 0 | 0 | 0 | 1 | 20 | 34.3 | 0 | #DIV/0! | 0 | #DIV/0! | #DIV/0! | 0 | 0 | 0 | 0 | 1 | 1 | 0 | 0 | 0 | #DIV/0! | #DIV/0! | 0 | #N/A |  |  |  | #DIV/0! | [7 empty] | 0 | 0 |  |  |  | 0 |  | 1 | 1
| Manica | SUSSUNDENGA | SUSSUNDENGA | CS Mucoe | [5 empty] | PH | MoH | SP | 2084.7692 |  | 1 | 1 | <8 h | Collection & Delivery | Fixed & Outreach | [12 empty] | 1 | 1 | 0 | 0 | 0 | 0 | 1 | 20 | 34.3 | 0 | #DIV/0! | 0 | #DIV/0! | #DIV/0! | 0 | 0 | 0 | 0 | 1 | 1 | 0 | 0 | 0 | #DIV/0! | #DIV/0! | 0 | #N/A |  |  |  | #DIV/0! | [7 empty] | 0 | 0 |  |  |  | 0 |  | 1 | 1
| Manica | SUSSUNDENGA | SUSSUNDENGA | CS Nhanguzue | [5 empty] | PH | MoH | SP | 5013.4604 |  | 1 | 1 | <8 h | Collection & Delivery | Fixed & Outreach | [12 empty] | 1 | 1 | 0 | 0 | 0 | 0 | 1 | 55.5 | 0 | 0 | #DIV/0! | 0 | #DIV/0! | #DIV/0! | 0 | 0 | 0 | 0 | 0 | 0 | 55.5 | 0 | 0 | #DIV/0! | #DIV/0! | 0 | #N/A |  |  |  | #DIV/0! | [7 empty] | 0 | 0 |  |  |  | 0 |  | 1 | 1
| Manica | SUSSUNDENGA | SUSSUNDENGA | CS Tsetsera | [5 empty] | PH | MoH | SP | 2850.3985 |  | 1 | 1 | <8 h | Collection & Delivery | Fixed & Outreach | [12 empty] | 1 | 1 | 0 | 0 | 0 | 0 | 1 | 36 | 34.3 | 0 | #DIV/0! | 0 | #DIV/0! | #DIV/0! | 0 | 0 | 0 | 0 | 0 | 0 | 36 | 34.3 | 0 | #DIV/0! | #DIV/0! | 0 | #N/A |  |  |  | #DIV/0! | [7 empty] | 0 | 0 |  |  |  | 0 |  | 1 | 1
| Manica | TAMBARA | TAMBARA | CS Búzua | [5 empty] | PH | MoH | SP | 9528.9431 |  | 1 | 1 | <8 h | Collection & Delivery | Fixed & Outreach | [12 empty] | 1 | 1 | 0 | 0 | 0 | 0 | 1 | 55.5 | 0 | 0 | #DIV/0! | 0 | #DIV/0! | #DIV/0! | 0 | 0 | 0 | 0 | 0 | 0 | 55.5 | 0 | 0 | #DIV/0! | #DIV/0! | 0 | #N/A |  |  |  | #DIV/0! | [7 empty] | 0 | 0 |  |  |  | 0 |  | 1 | 1
| Manica | TAMBARA | TAMBARA | CS Miteme | [5 empty] | PH | MoH | SP | 3403.9093 |  | 1 | 1 | <8 h | Collection & Delivery | Fixed & Outreach | [12 empty] | 1 | 1 | 0 | 0 | 0 | 0 | 1 | 36 | 34.3 | 0 | #DIV/0! | 0 | #DIV/0! | #DIV/0! | 0 | 0 | 0 | 0 | 0 | 0 | 36 | 34.3 | 0 | #DIV/0! | #DIV/0! | 0 | #N/A |  |  |  | #DIV/0! | [7 empty] | 0 | 0 |  |  |  | 0 |  | 1 | 1
| Manica | TAMBARA | TAMBARA | CS Nhacolo | [5 empty] | PH | MoH | SP | 10858.0973 |  | 1 | 1 | <8 h | Collection & Delivery | Fixed & Outreach | [12 empty] | 1 | 1 | 0 | 0 | 0 | 0 | 1 | 145 | 0 | 0 | #DIV/0! | 0 | #DIV/0! | #DIV/0! | 0 | 0 | 0 | 0 | 0 | 0 | 145 | 0 | 0 | #DIV/0! | #DIV/0! | 0 | #N/A |  |  |  | #DIV/0! | [7 empty] | 0 | 0 |  |  |  | 0 |  | 1 | 1
| Manica | VANDUZI | VANDUZI | CS Cruzamento de Tete | [5 empty] | PH | MoH | SP | 9190.2819 |  | 1 | 1 | <8 h | Collection & Delivery | Fixed & Outreach | [12 empty] | 1 | 1 | 0 | 0 | 0 | 0 | 1 | 48 | 0 | 0 | #DIV/0! | 0 | #DIV/0! | #DIV/0! | 0 | 0 | 0 | 0 | 0 | 0 | 48 | 0 | 0 | #DIV/0! | #DIV/0! | 0 | #N/A |  |  |  | #DIV/0! | [7 empty] | 0 | 0 |  |  |  | 0 |  | 1 | 1
| Tete | ANGÓNIA | ANGÓNIA | CS Catondo | [5 empty] | PH | MoH | SP | 19450.4358 |  | 1 | 1 | <8 h | Collection & Delivery | Fixed & Outreach | [12 empty] | 1 | 1 | 0 | 0 | 0 | 0 | 1 | 20 | 34.3 | 0 | #DIV/0! | 0 | #DIV/0! | #DIV/0! | 0 | 0 | 0 | 0 | 1 | 1 | 0 | 0 | 0 | #DIV/0! | #DIV/0! | 0 | #N/A |  |  |  | #DIV/0! | [7 empty] | 0 | 0 |  |  |  | 0 |  | 1 | 1
| Tete | ANGÓNIA | ANGÓNIA | CS Chimuala | [5 empty] | PH | MoH | SP | 36663.1941 |  | 1 | 1 | <8 h | Collection & Delivery | Fixed & Outreach | [12 empty] | 1 | 1 | 0 | 0 | 0 | 0 | 1 | 55.5 | 0 | 0 | #DIV/0! | 0 | #DIV/0! | #DIV/0! | 0 | 0 | 0 | 0 | 0 | 0 | 55.5 | 0 | 0 | #DIV/0! | #DIV/0! | 0 | #N/A |  |  |  | #DIV/0! | [7 empty] | 0 | 0 |  |  |  | 0 |  | 1 | 1
| Tete | ANGÓNIA | ANGÓNIA | CS Lizulo | [5 empty] | PH | MoH | SP | 18356.7342 |  | 1 | 1 | <8 h | Collection & Delivery | Fixed & Outreach | [12 empty] | 1 | 1 | 0 | 0 | 0 | 0 | 1 | 150 | 150 | 0 | #DIV/0! | 0 | #DIV/0! | #DIV/0! | 0 | 0 | 0 | 0 | 0 | 0 | 150 | 150 | 0 | #DIV/0! | #DIV/0! | 0 | #N/A |  |  |  | #DIV/0! | [7 empty] | 0 | 0 |  |  |  | 0 |  | 1 | 1
| Tete | ANGÓNIA | ANGÓNIA | CS Matewere | [5 empty] | PH | MoH | SP | 16276.5193 |  | 1 | 1 | <8 h | Collection & Delivery | Fixed & Outreach | [12 empty] | 1 | 0 | 0 | 0 | 0 | 0 | 1 | 24 | 8 | 0 | #DIV/0! | 0 | #DIV/0! | #DIV/0! | 1 | 0 | 0 | 0 | 0 | 1 | 0 | 0 | 0 | #DIV/0! | #DIV/0! | 0 | #N/A |  |  |  | #DIV/0! | [7 empty] | 0 | 0 |  |  |  | 0 |  | 1 | 1
| Tete | CAHORA BASSA | CAHORA BASSA | CS Militar | [5 empty] | PH | MoH | SP | 29442.6763 |  | 1 | 1 | <8 h | Collection & Delivery | Fixed & Outreach | [12 empty] | 1 | 0 | 0 | 0 | 0 | 0 | 1 | 24 | 8 | 0 | #DIV/0! | 0 | #DIV/0! | #DIV/0! | 1 | 0 | 0 | 0 | 0 | 1 | 0 | 0 | 0 | #DIV/0! | #DIV/0! | 0 | #N/A |  |  |  | #DIV/0! | [7 empty] | 0 | 0 |  |  |  | 0 |  | 1 | 1
| Tete | CHANGARA | CHANGARA | CS Chipembere | [5 empty] | PH | MoH | SP | 10196.1831 |  | 1 | 1 | <8 h | Collection & Delivery | Fixed & Outreach | [12 empty] | 1 | 1 | 0 | 0 | 0 | 0 | 1 | 55.5 | 0 | 0 | #DIV/0! | 0 | #DIV/0! | #DIV/0! | 0 | 0 | 0 | 0 | 0 | 0 | 55.5 | 0 | 0 | #DIV/0! | #DIV/0! | 0 | #N/A |  |  |  | #DIV/0! | [7 empty] | 0 | 0 |  |  |  | 0 |  | 1 | 1
| Tete | CHANGARA | CHANGARA | CS Monsenhor Padre Domingos Ferrão | [5 empty] | PH | MoH | SP | 9071.1786 |  | 1 | 1 | <8 h | Collection & Delivery | Fixed & Outreach | [12 empty] | 0 | 0 | 0 | 0 | 0 | 0 | 0 | 0 | 0 | 0 | #DIV/0! | 0 | #DIV/0! | #DIV/0! | 0 | 0 | 0 | 0 | 0 | 0 | 0 | 0 | 0 | Extens_Solar | #DIV/0! | 0 | #N/A |  |  |  | 0 | [7 empty] | 0 | 0 |  |  |  | 0 |  | 1 | 1
| Tete | CHIFUNDE | CHIFUNDE | CS de Mugomo | [5 empty] | PH | MoH | SP | 89783 |  | 1 | 1 | <8 h | Collection & Delivery | Fixed & Outreach | [12 empty] | 1 | 1 | 0 | 0 | 0 | 0 | 1 | 20 | 34.3 | 0 | #DIV/0! | 0 | #DIV/0! | #DIV/0! | 0 | 0 | 0 | 0 | 1 | 1 | 0 | 0 | 0 | #DIV/0! | #DIV/0! | 0 | #N/A |  |  |  | #DIV/0! | [7 empty] | 0 | 0 |  |  |  | 0 |  | 1 | 1
| Tete | CHIFUNDE | CHIFUNDE | CS Mulowe | [5 empty] | PH | MoH | SP | 11651.2901 |  | 1 | 1 | <8 h | Collection & Delivery | Fixed & Outreach | [12 empty] | 0 | 0 | 0 | 0 | 0 | 0 | 0 | 0 | 0 | 0 | #DIV/0! | 0 | #DIV/0! | #DIV/0! | 0 | 0 | 0 | 0 | 0 | 0 | 0 | 0 | 0 | Extens_Solar | #DIV/0! | 0 | #N/A |  |  |  | 0 | [7 empty] | 0 | 0 |  |  |  | 0 |  | 1 | 1
| Tete | CIDADE DE TETE | CIDADE DE TETE | CS Canjanda | [5 empty] | PH | MoH | SP | 60344 |  | 1 | 1 | <8 h | Collection & Delivery | Fixed & Outreach | [12 empty] | 1 | 1 | 0 | 0 | 0 | 0 | 1 | 80.5 | 0 | 0 | #DIV/0! | 0 | #DIV/0! | #DIV/0! | 0 | 0 | 0 | 0 | 0 | 0 | 80.5 | 0 | 0 | #DIV/0! | #DIV/0! | 0 | #N/A |  |  |  | #DIV/0! | [7 empty] | 0 | 0 |  |  |  | 0 |  | 1 | 1
| Tete | CIDADE DE TETE | CIDADE DE TETE | CS Canseta | [5 empty] | PH | MoH | SP | 34809 |  | 1 | 1 | <8 h | Collection & Delivery | Fixed & Outreach | [12 empty] | 1 | 0 | 0 | 0 | 0 | 0 | 1 | 24 | 8 | 0 | #DIV/0! | 0 | #DIV/0! | #DIV/0! | 1 | 0 | 0 | 0 | 0 | 1 | 0 | 0 | 0 | #DIV/0! | #DIV/0! | 0 | #N/A |  |  |  | #DIV/0! | [7 empty] | 0 | 0 |  |  |  | 0 |  | 1 | 1
| Tete | CIDADE DE TETE | CIDADE DE TETE | PS Base Aérea | [5 empty] | PH | MoH | SP | 59898 |  | 1 | 1 | <8 h | Collection & Delivery | Fixed & Outreach | [12 empty] | 1 | 0 | 0 | 0 | 0 | 0 | 1 | 24 | 8 | 0 | #DIV/0! | 0 | #DIV/0! | #DIV/0! | 1 | 0 | 0 | 0 | 0 | 1 | 0 | 0 | 0 | #DIV/0! | #DIV/0! | 0 | #N/A |  |  |  | #DIV/0! | [7 empty] | 0 | 0 |  |  |  | 0 |  | 1 | 1
| Tete | CIDADE DE TETE | CIDADE DE TETE | PS Militar Infantária | [5 empty] | PH | MoH | SP | 34630 |  | 1 | 1 | <8 h | Collection & Delivery | Fixed & Outreach | [12 empty] | 1 | 1 | 0 | 0 | 0 | 0 | 1 | 20 | 34.3 | 0 | #DIV/0! | 0 | #DIV/0! | #DIV/0! | 0 | 0 | 0 | 0 | 1 | 1 | 0 | 0 | 0 | #DIV/0! | #DIV/0! | 0 | #N/A |  |  |  | #DIV/0! | [7 empty] | 0 | 0 |  |  |  | 0 |  | 1 | 1
| Tete | DOA | DOA | CS Camphata | [5 empty] | PH | MoH | SP | 7635.9916 |  | 1 | 1 | <8 h | Collection & Delivery | Fixed & Outreach | [12 empty] | 1 | 1 | 0 | 0 | 0 | 0 | 1 | 36 | 34.3 | 0 | #DIV/0! | 0 | #DIV/0! | #DIV/0! | 0 | 0 | 0 | 0 | 0 | 0 | 36 | 34.3 | 0 | #DIV/0! | #DIV/0! | 0 | #N/A |  |  |  | #DIV/0! | [7 empty] | 0 | 0 |  |  |  | 0 |  | 1 | 1
| Tete | DOA | DOA | CS Chazia | [5 empty] | PH | MoH | SP | 7635.9916 |  | 1 | 1 | <8 h | Collection & Delivery | Fixed & Outreach | [12 empty] | 0 | 0 | 0 | 0 | 0 | 0 | 0 | 0 | 0 | 0 | #DIV/0! | 0 | #DIV/0! | #DIV/0! | 0 | 0 | 0 | 0 | 0 | 0 | 0 | 0 | 0 | Extens_Solar | #DIV/0! | 0 | #N/A |  |  |  | 0 | [7 empty] | 0 | 0 |  |  |  | 0 |  | 1 | 1
| Tete | DOA | DOA | CS Salima | [5 empty] | PH | MoH | SP | 16227.1937 |  | 1 | 1 | <8 h | Collection & Delivery | Fixed & Outreach | [12 empty] | 1 | 1 | 0 | 0 | 0 | 0 | 1 | 36 | 34.3 | 0 | #DIV/0! | 0 | #DIV/0! | #DIV/0! | 0 | 0 | 0 | 0 | 0 | 0 | 36 | 34.3 | 0 | #DIV/0! | #DIV/0! | 0 | #N/A |  |  |  | #DIV/0! | [7 empty] | 0 | 0 |  |  |  | 0 |  | 1 | 1
| Tete | MACANGA | MACANGA | CS Walota | [5 empty] | PH | MoH | SP | 6271.9474 |  | 1 | 1 | <8 h | Collection & Delivery | Fixed & Outreach | [12 empty] | 1 | 1 | 0 | 0 | 0 | 0 | 1 | 20 | 34.3 | 0 | #DIV/0! | 0 | #DIV/0! | #DIV/0! | 0 | 0 | 0 | 0 | 1 | 1 | 0 | 0 | 0 | #DIV/0! | #DIV/0! | 0 | #N/A |  |  |  | #DIV/0! | [7 empty] | 0 | 0 |  |  |  | 0 |  | 1 | 1
| Tete | MARÁVIA | MARÁVIA | CS Cantina de Oliveira | [5 empty] | PH | MoH | SP | 8469.785 |  | 1 | 1 | <8 h | Collection & Delivery | Fixed & Outreach | [12 empty] | 1 | 1 | 0 | 0 | 0 | 0 | 1 | 20 | 34.3 | 0 | #DIV/0! | 0 | #DIV/0! | #DIV/0! | 0 | 0 | 0 | 0 | 1 | 1 | 0 | 0 | 0 | #DIV/0! | #DIV/0! | 0 | #N/A |  |  |  | #DIV/0! | [7 empty] | 0 | 0 |  |  |  | 0 |  | 1 | 1
| Tete | MARÁVIA | MARÁVIA | CS Nsamba | [5 empty] | PH | MoH | SP | 2777.4141 |  | 1 | 1 | <8 h | Collection & Delivery | Fixed & Outreach | [12 empty] | 1 | 1 | 0 | 0 | 0 | 0 | 1 | 36 | 34.3 | 0 | #DIV/0! | 0 | #DIV/0! | #DIV/0! | 0 | 0 | 0 | 0 | 0 | 0 | 36 | 34.3 | 0 | #DIV/0! | #DIV/0! | 0 | #N/A |  |  |  | #DIV/0! | [7 empty] | 0 | 0 |  |  |  | 0 |  | 1 | 1
| Tete | MOATIZE | MOATIZE | CS Chithatha | [5 empty] | PH | MoH | SP | 7205 |  | 1 | 1 | <8 h | Collection & Delivery | Fixed & Outreach | [12 empty] | 1 | 0 | 0 | 0 | 0 | 0 | 1 | 24 | 8 | 0 | #DIV/0! | 0 | #DIV/0! | #DIV/0! | 1 | 0 | 0 | 0 | 0 | 1 | 0 | 0 | 0 | #DIV/0! | #DIV/0! | 0 | #N/A |  |  |  | #DIV/0! | [7 empty] | 0 | 0 |  |  |  | 0 |  | 1 | 1
| Tete | MOATIZE | MOATIZE | CS Madzimaera | [5 empty] | PH | MoH | SP | 16333.4335 |  | 1 | 1 | <8 h | Collection & Delivery | Fixed & Outreach | [12 empty] | 1 | 0 | 0 | 0 | 0 | 0 | 1 | 24 | 8 | 0 | #DIV/0! | 0 | #DIV/0! | #DIV/0! | 1 | 0 | 0 | 0 | 0 | 1 | 0 | 0 | 0 | #DIV/0! | #DIV/0! | 0 | #N/A |  |  |  | #DIV/0! | [7 empty] | 0 | 0 |  |  |  | 0 |  | 1 | 1
| Tete | MOATIZE | MOATIZE | CS Mboza | [5 empty] | PH | MoH | SP | 1198.0444 |  | 1 | 1 | <8 h | Collection & Delivery | Fixed & Outreach | [12 empty] | 0 | 0 | 0 | 0 | 0 | 0 | 0 | 0 | 0 | 0 | #DIV/0! | 0 | #DIV/0! | #DIV/0! | 0 | 0 | 0 | 0 | 0 | 0 | 0 | 0 | 0 | Extens_Solar | #DIV/0! | 0 | #N/A |  |  |  | 0 | [7 empty] | 0 | 0 |  |  |  | 0 |  | 1 | 1
| Tete | MUTARARA | MUTARARA | CS Mutarara | [5 empty] | PH | MoH | SP | 28213.3291 |  | 1 | 1 | <8 h | Collection & Delivery | Fixed & Outreach | [12 empty] | 1 | 1 | 0 | 0 | 0 | 0 | 1 | 80.5 | 0 | 0 | #DIV/0! | 0 | #DIV/0! | #DIV/0! | 0 | 0 | 0 | 0 | 0 | 0 | 80.5 | 0 | 0 | #DIV/0! | #DIV/0! | 0 | #N/A |  |  |  | #DIV/0! | [7 empty] | 0 | 0 |  |  |  | 0 |  | 1 | 1
| Tete | MUTARARA | MUTARARA | CS Mutarara Velha | [5 empty] | PH | MoH | SP | 6076.5419 |  | 1 | 1 | <8 h | Collection & Delivery | Fixed & Outreach | [12 empty] | 1 | 1 | 0 | 0 | 0 | 0 | 1 | 20 | 34.3 | 0 | #DIV/0! | 0 | #DIV/0! | #DIV/0! | 0 | 0 | 0 | 0 | 1 | 1 | 0 | 0 | 0 | #DIV/0! | #DIV/0! | 0 | #N/A |  |  |  | #DIV/0! | [7 empty] | 0 | 0 |  |  |  | 0 |  | 1 | 1
| Tete | TSANGANO | TSANGANO | Cs Mwanjete | [5 empty] | PH | MoH | SP | 11787.8842 |  | 1 | 1 | <8 h | Collection & Delivery | Fixed & Outreach | [12 empty] | 1 | 1 | 0 | 0 | 0 | 0 | 1 | 55.5 | 0 | 0 | #DIV/0! | 0 | #DIV/0! | #DIV/0! | 0 | 0 | 0 | 0 | 0 | 0 | 55.5 | 0 | 0 | #DIV/0! | #DIV/0! | 0 | #N/A |  |  |  | #DIV/0! | [7 empty] | 0 | 0 |  |  |  | 0 |  | 1 | 1
| Tete | TSANGANO | TSANGANO | Cs Fonte Boa | [5 empty] | PH | MoH | SP | 23449.6086 |  | 1 | 1 | <8 h | Collection & Delivery | Fixed & Outreach | [12 empty] | 1 | 0 | 0 | 0 | 0 | 0 | 1 | 24 | 8 | 0 | #DIV/0! | 0 | #DIV/0! | #DIV/0! | 1 | 0 | 0 | 0 | 0 | 1 | 0 | 0 | 0 | #DIV/0! | #DIV/0! | 0 | #N/A |  |  |  | #DIV/0! | [7 empty] | 0 | 0 |  |  |  | 0 |  | 1 | 1
| Tete | ZUMBO | ZUMBO | CS Lissico | [5 empty] | PH | MoH | SP | 5014.1431 |  | 1 | 1 | <8 h | Collection & Delivery | Fixed & Outreach | [12 empty] | 1 | 1 | 0 | 0 | 0 | 0 | 1 | 36 | 34.3 | 0 | #DIV/0! | 0 | #DIV/0! | #DIV/0! | 0 | 0 | 0 | 0 | 0 | 0 | 36 | 34.3 | 0 | #DIV/0! | #DIV/0! | 0 | #N/A |  |  |  | #DIV/0! | [7 empty] | 0 | 0 |  |  |  | 0 |  | 1 | 1
| Tete | ZUMBO | ZUMBO | CS Cassenga | [5 empty] | PH | MoH | SP | 8091.3054 |  | 1 | 1 | <8 h | Collection & Delivery | Fixed & Outreach | [12 empty] | 1 | 0 | 0 | 0 | 0 | 0 | 1 | 24 | 8 | 0 | #DIV/0! | 0 | #DIV/0! | #DIV/0! | 1 | 0 | 0 | 0 | 0 | 1 | 0 | 0 | 0 | #DIV/0! | #DIV/0! | 0 | #N/A |  |  |  | #DIV/0! | [7 empty] | 0 | 0 |  |  |  | 0 |  | 1 | 1
| Tete | ZUMBO | ZUMBO | CS Chawalo | [5 empty] | PH | MoH | SP | 2580.1115 |  | 1 | 1 | <8 h | Collection & Delivery | Fixed & Outreach | [12 empty] | 0 | 0 | 0 | 0 | 0 | 0 | 0 | 0 | 0 | 0 | #DIV/0! | 0 | #DIV/0! | #DIV/0! | 0 | 0 | 0 | 0 | 0 | 0 | 0 | 0 | 0 | Extens_Solar | #DIV/0! | 0 | #N/A |  |  |  | 0 | [7 empty] | 0 | 0 |  |  |  | 0 |  | 1 | 1
| Tete | ZUMBO | ZUMBO | CS Chissavo | [5 empty] | PH | MoH | SP | 2625.6428 |  | 1 | 1 | <8 h | Collection & Delivery | Fixed & Outreach | [12 empty] | 1 | 1 | 0 | 0 | 0 | 0 | 1 | 36 | 34.3 | 0 | #DIV/0! | 0 | #DIV/0! | #DIV/0! | 0 | 0 | 0 | 0 | 0 | 0 | 36 | 34.3 | 0 | #DIV/0! | #DIV/0! | 0 | #N/A |  |  |  | #DIV/0! | [7 empty] | 0 | 0 |  |  |  | 0 |  | 1 | 1
| Tete | ZUMBO | ZUMBO | CS Mazamba | [5 empty] | PH | MoH | SP | 4430.7723 |  | 1 | 1 | <8 h | Collection & Delivery | Fixed & Outreach | [12 empty] | 1 | 0 | 0 | 0 | 0 | 0 | 1 | 24 | 8 | 0 | #DIV/0! | 0 | #DIV/0! | #DIV/0! | 1 | 0 | 0 | 0 | 0 | 1 | 0 | 0 | 0 | #DIV/0! | #DIV/0! | 0 | #N/A |  |  |  | #DIV/0! | [7 empty] | 0 | 0 |  |  |  | 0 |  | 1 | 1
| SOFALA | BUZI | BUZI | CS Ampara | [5 empty] | PH | MoH | SP | 8208 |  | 1 | 1 | <8 h | Collection & Delivery | Fixed & Outreach | [12 empty] | 1 | 1 | 0 | 0 | 0 | 0 | 1 | 48 | 0 | 0 | #DIV/0! | 0 | #DIV/0! | #DIV/0! | 0 | 0 | 0 | 0 | 0 | 0 | 48 | 0 | 0 | #DIV/0! | #DIV/0! | 0 | #N/A |  |  |  | #DIV/0! | [7 empty] | 0 | 0 |  |  |  | 0 |  | 1 | 1
| SOFALA | BUZI | BUZI | CS Bandua | [5 empty] | PH | MoH | SP | 31833.8116 |  | 1 | 1 | <8 h | Collection & Delivery | Fixed & Outreach | [12 empty] | 1 | 0 | 0 | 0 | 0 | 0 | 1 | 24 | 8 | 0 | #DIV/0! | 0 | #DIV/0! | #DIV/0! | 1 | 0 | 0 | 0 | 0 | 1 | 0 | 0 | 0 | #DIV/0! | #DIV/0! | 0 | #N/A |  |  |  | #DIV/0! | [7 empty] | 0 | 0 |  |  |  | 0 |  | 1 | 1
| SOFALA | BUZI | BUZI | CS Chicuecue | [5 empty] | PH | MoH | SP | 4404 |  | 1 | 1 | <8 h | Collection & Delivery | Fixed & Outreach | [12 empty] | 1 | 1 | 0 | 0 | 0 | 0 | 1 | 48 | 0 | 0 | #DIV/0! | 0 | #DIV/0! | #DIV/0! | 0 | 0 | 0 | 0 | 0 | 0 | 48 | 0 | 0 | #DIV/0! | #DIV/0! | 0 | #N/A |  |  |  | #DIV/0! | [7 empty] | 0 | 0 |  |  |  | 0 |  | 1 | 1
| SOFALA | BUZI | BUZI | HD BUZI | [5 empty] | PH | MoH | SP | 2027 |  | 1 | 1 | <8 h | Collection & Delivery | Fixed & Outreach | [12 empty] | 1 | 1 | 0 | 0 | 0 | 0 | 1 | 36 | 34.3 | 0 | #DIV/0! | 0 | #DIV/0! | #DIV/0! | 0 | 0 | 0 | 0 | 0 | 0 | 36 | 34.3 | 0 | #DIV/0! | #DIV/0! | 0 | #N/A |  |  |  | #DIV/0! | [7 empty] | 0 | 0 |  |  |  | 0 |  | 1 | 1
| SOFALA | BUZI | BUZI | PS Km 37 | [5 empty] | PH | MoH | SP | 4203 |  | 1 | 1 | <8 h | Collection & Delivery | Fixed & Outreach | [12 empty] | 1 | 1 | 0 | 0 | 0 | 0 | 1 | 48 | 0 | 0 | #DIV/0! | 0 | #DIV/0! | #DIV/0! | 0 | 0 | 0 | 0 | 0 | 0 | 48 | 0 | 0 | #DIV/0! | #DIV/0! | 0 | #N/A |  |  |  | #DIV/0! | [7 empty] | 0 | 0 |  |  |  | 0 |  | 1 | 1
| Sofala | CAIA | CAIA | CS Amilcar Cabral | [5 empty] | PH | MoH | SP | 7298.2352 |  | 1 | 1 | <8 h | Collection & Delivery | Fixed & Outreach | [12 empty] | 1 | 1 | 0 | 0 | 0 | 0 | 1 | 48 | 0 | 0 | #DIV/0! | 0 | #DIV/0! | #DIV/0! | 0 | 0 | 0 | 0 | 0 | 0 | 48 | 0 | 0 | #DIV/0! | #DIV/0! | 0 | #N/A |  |  |  | #DIV/0! | [7 empty] | 0 | 0 |  |  |  | 0 |  | 1 | 1
| Sofala | CAIA | CAIA | CS Magagade | [5 empty] | PH | MoH | SP | 3843.4102 |  | 1 | 1 | <8 h | Collection & Delivery | Fixed & Outreach | [12 empty] | 1 | 1 | 0 | 0 | 0 | 0 | 1 | 48 | 0 | 0 | #DIV/0! | 0 | #DIV/0! | #DIV/0! | 0 | 0 | 0 | 0 | 0 | 0 | 48 | 0 | 0 | #DIV/0! | #DIV/0! | 0 | #N/A |  |  |  | #DIV/0! | [7 empty] | 0 | 0 |  |  |  | 0 |  | 1 | 1
| Sofala | CAIA | CAIA | CS Nhamatanda | [5 empty] | PH | MoH | SP | 3934.8975 |  | 1 | 1 | <8 h | Collection & Delivery | Fixed & Outreach | [12 empty] | 1 | 1 | 0 | 0 | 0 | 0 | 1 | 48 | 0 | 0 | #DIV/0! | 0 | #DIV/0! | #DIV/0! | 0 | 0 | 0 | 0 | 0 | 0 | 48 | 0 | 0 | #DIV/0! | #DIV/0! | 0 | #N/A |  |  |  | #DIV/0! | [7 empty] | 0 | 0 |  |  |  | 0 |  | 1 | 1
| Sofala | CAIA | CAIA | CS Tchetcha | [5 empty] | PH | MoH | SP | 4079.2023 |  | 1 | 1 | <8 h | Collection & Delivery | Fixed & Outreach | [12 empty] | 1 | 1 | 0 | 0 | 0 | 0 | 1 | 48 | 0 | 0 | #DIV/0! | 0 | #DIV/0! | #DIV/0! | 0 | 0 | 0 | 0 | 0 | 0 | 48 | 0 | 0 | #DIV/0! | #DIV/0! | 0 | #N/A |  |  |  | #DIV/0! | [7 empty] | 0 | 0 |  |  |  | 0 |  | 1 | 1
| Sofala | CAIA | CAIA | CS Correia | [5 empty] | PH | MoH | SP | 3213.3739 |  | 1 | 1 | <8 h | Collection & Delivery | Fixed & Outreach | [12 empty] | 1 | 1 | 0 | 0 | 0 | 0 | 1 | 55.5 | 0 | 0 | #DIV/0! | 0 | #DIV/0! | #DIV/0! | 0 | 0 | 0 | 0 | 0 | 0 | 55.5 | 0 | 0 | #DIV/0! | #DIV/0! | 0 | #N/A |  |  |  | #DIV/0! | [7 empty] | 0 | 0 |  |  |  | 0 |  | 1 | 1
| Sofala | CAIA | CAIA | CS Ndango | [5 empty] | PH | MoH | SP | 6603.1203 |  | 1 | 1 | <8 h | Collection & Delivery | Fixed & Outreach | [12 empty] | 1 | 1 | 0 | 0 | 0 | 0 | 1 | 55.5 | 0 | 0 | #DIV/0! | 0 | #DIV/0! | #DIV/0! | 0 | 0 | 0 | 0 | 0 | 0 | 55.5 | 0 | 0 | #DIV/0! | #DIV/0! | 0 | #N/A |  |  |  | #DIV/0! | [7 empty] | 0 | 0 |  |  |  | 0 |  | 1 | 1
| Sofala | CAIA | CAIA | CS Senhabuzua | [5 empty] | PH | MoH | SP | 4321.5965 |  | 1 | 1 | <8 h | Collection & Delivery | Fixed & Outreach | [12 empty] | 1 | 1 | 0 | 0 | 0 | 0 | 1 | 55.5 | 0 | 0 | #DIV/0! | 0 | #DIV/0! | #DIV/0! | 0 | 0 | 0 | 0 | 0 | 0 | 55.5 | 0 | 0 | #DIV/0! | #DIV/0! | 0 | #N/A |  |  |  | #DIV/0! | [7 empty] | 0 | 0 |  |  |  | 0 |  | 1 | 1
| Sofala | CAIA | CAIA | PS Jequecene | [5 empty] | PH | MoH | SP | 3263.3618 |  | 1 | 1 | <8 h | Collection & Delivery | Fixed & Outreach | [12 empty] | 1 | 1 | 0 | 0 | 0 | 0 | 1 | 55.5 | 0 | 0 | #DIV/0! | 0 | #DIV/0! | #DIV/0! | 0 | 0 | 0 | 0 | 0 | 0 | 55.5 | 0 | 0 | #DIV/0! | #DIV/0! | 0 | #N/A |  |  |  | #DIV/0! | [7 empty] | 0 | 0 |  |  |  | 0 |  | 1 | 1
| Sofala | CAIA | CAIA | PS Quarenta | [5 empty] | PH | MoH | SP | 2385.2723 |  | 1 | 1 | <8 h | Collection & Delivery | Fixed & Outreach | [12 empty] | 1 | 1 | 0 | 0 | 0 | 0 | 1 | 55.5 | 0 | 0 | #DIV/0! | 0 | #DIV/0! | #DIV/0! | 0 | 0 | 0 | 0 | 0 | 0 | 55.5 | 0 | 0 | #DIV/0! | #DIV/0! | 0 | #N/A |  |  |  | #DIV/0! | [7 empty] | 0 | 0 |  |  |  | 0 |  | 1 | 1
| Sofala | CAIA | CAIA | CS Kundue | [5 empty] | PH | MoH | SP | 2375.8406 |  | 1 | 1 | <8 h | Collection & Delivery | Fixed & Outreach | [12 empty] | 1 | 1 | 0 | 0 | 0 | 0 | 1 | 102 | 0 | 0 | #DIV/0! | 0 | #DIV/0! | #DIV/0! | 0 | 0 | 0 | 0 | 0 | 0 | 102 | 0 | 0 | #DIV/0! | #DIV/0! | 0 | #N/A |  |  |  | #DIV/0! | [7 empty] | 0 | 0 |  |  |  | 0 |  | 1 | 1
| Sofala | CAIA | CAIA | CS Nhataca | [5 empty] | PH | MoH | SP | 4073.5433 |  | 1 | 1 | <8 h | Collection & Delivery | Fixed & Outreach | [12 empty] | 1 | 1 | 0 | 0 | 0 | 0 | 1 | 55.5 | 0 | 0 | #DIV/0! | 0 | #DIV/0! | #DIV/0! | 0 | 0 | 0 | 0 | 0 | 0 | 55.5 | 0 | 0 | #DIV/0! | #DIV/0! | 0 | #N/A |  |  |  | #DIV/0! | [7 empty] | 0 | 0 |  |  |  | 0 |  | 1 | 1
| Sofala | CAIA | CAIA | CS Tipitipi | [5 empty] | PH | MoH | SP | 5369.4563 |  | 1 | 1 | <8 h | Collection & Delivery | Fixed & Outreach | [12 empty] | 1 | 1 | 0 | 0 | 0 | 0 | 1 | 55.5 | 0 | 0 | #DIV/0! | 0 | #DIV/0! | #DIV/0! | 0 | 0 | 0 | 0 | 0 | 0 | 55.5 | 0 | 0 | #DIV/0! | #DIV/0! | 0 | #N/A |  |  |  | #DIV/0! | [7 empty] | 0 | 0 |  |  |  | 0 |  | 1 | 1
| Sofala | CAIA | CAIA | PS Malongue | [5 empty] | PH | MoH | SP | 6996.4214 |  | 1 | 1 | <8 h | Collection & Delivery | Fixed & Outreach | [12 empty] | 1 | 1 | 0 | 0 | 0 | 0 | 1 | 55.5 | 0 | 0 | #DIV/0! | 0 | #DIV/0! | #DIV/0! | 0 | 0 | 0 | 0 | 0 | 0 | 55.5 | 0 | 0 | #DIV/0! | #DIV/0! | 0 | #N/A |  |  |  | #DIV/0! | [7 empty] | 0 | 0 |  |  |  | 0 |  | 1 | 1
| Sofala | CAIA | CAIA | PS Amamba | [5 empty] | PH | MoH | SP | 9796.6876 |  | 1 | 1 | <8 h | Collection & Delivery | Fixed & Outreach | [12 empty] | 1 | 1 | 0 | 0 | 0 | 0 | 1 | 48 | 0 | 0 | #DIV/0! | 0 | #DIV/0! | #DIV/0! | 0 | 0 | 0 | 0 | 0 | 0 | 48 | 0 | 0 | #DIV/0! | #DIV/0! | 0 | #N/A |  |  |  | #DIV/0! | [7 empty] | 0 | 0 |  |  |  | 0 |  | 1 | 1
| Sofala | CAIA | CAIA | PS Esperança-Berta | [5 empty] | PH | MoH | SP | 1388.3435 |  | 1 | 1 | <8 h | Collection & Delivery | Fixed & Outreach | [12 empty] | 1 | 1 | 0 | 0 | 0 | 0 | 1 | 48 | 0 | 0 | #DIV/0! | 0 | #DIV/0! | #DIV/0! | 0 | 0 | 0 | 0 | 0 | 0 | 48 | 0 | 0 | #DIV/0! | #DIV/0! | 0 | #N/A |  |  |  | #DIV/0! | [7 empty] | 0 | 0 |  |  |  | 0 |  | 1 | 1
| Sofala | DISTRITO DA BEIRA | DISTRITO DA BEIRA | CS Ceramica | [5 empty] | PH | MoH | SP | 67129 |  | 1 | 1 | <8 h | Collection & Delivery | Fixed & Outreach | [12 empty] | 1 | 1 | 0 | 0 | 0 | 0 | 1 | 48 | 0 | 0 | #DIV/0! | 0 | #DIV/0! | #DIV/0! | 0 | 0 | 0 | 0 | 0 | 0 | 48 | 0 | 0 | #DIV/0! | #DIV/0! | 0 | #N/A |  |  |  | #DIV/0! | [7 empty] | 0 | 0 |  |  |  | 0 |  | 1 | 1
| Sofala | DISTRITO DA BEIRA | DISTRITO DA BEIRA | CS de Inhamizua | [5 empty] | PH | MoH | SP | 36423 |  | 1 | 1 | <8 h | Collection & Delivery | Fixed & Outreach | [12 empty] | 1 | 1 | 0 | 0 | 0 | 0 | 1 | 59.5 | 0 | 0 | #DIV/0! | 0 | #DIV/0! | #DIV/0! | 0 | 0 | 0 | 0 | 0 | 0 | 59.5 | 0 | 0 | #DIV/0! | #DIV/0! | 0 | #N/A |  |  |  | #DIV/0! | [7 empty] | 0 | 0 |  |  |  | 0 |  | 1 | 1
| Sofala | DISTRITO DA BEIRA | DISTRITO DA BEIRA | CS Hospital da Mulher 24 de Julho | [5 empty] | PH | MoH | SP | 4562 |  | 1 | 1 | <8 h | Collection & Delivery | Fixed & Outreach | [12 empty] | 0 | 0 | 0 | 0 | 0 | 0 | 0 | 0 | 0 | 0 | #DIV/0! | 0 | #DIV/0! | #DIV/0! | 0 | 0 | 0 | 0 | 0 | 0 | 0 | 0 | 0 | Extens_Solar | #DIV/0! | 0 | #N/A |  |  |  | 0 | [7 empty] | 0 | 0 |  |  |  | 0 |  | 1 | 1
| Sofala | DISTRITO DA BEIRA | DISTRITO DA BEIRA | PS Chamba | [5 empty] | PH | MoH | SP | 53009 |  | 1 | 1 | <8 h | Collection & Delivery | Fixed & Outreach | [12 empty] | 1 | 1 | 0 | 0 | 0 | 0 | 1 | 48 | 0 | 0 | #DIV/0! | 0 | #DIV/0! | #DIV/0! | 0 | 0 | 0 | 0 | 0 | 0 | 48 | 0 | 0 | #DIV/0! | #DIV/0! | 0 | #N/A |  |  |  | #DIV/0! | [7 empty] | 0 | 0 |  |  |  | 0 |  | 1 | 1
| Sofala | DONDO | DONDO | CS Bloco Nove | [5 empty] | PH | MoH | SP | 4543.241 |  | 1 | 1 | <8 h | Collection & Delivery | Fixed & Outreach | [12 empty] | 1 | 1 | 0 | 0 | 0 | 0 | 1 | 48 | 0 | 0 | #DIV/0! | 0 | #DIV/0! | #DIV/0! | 0 | 0 | 0 | 0 | 0 | 0 | 48 | 0 | 0 | #DIV/0! | #DIV/0! | 0 | #N/A |  |  |  | #DIV/0! | [7 empty] | 0 | 0 |  |  |  | 0 |  | 1 | 1
| Sofala | DONDO | DONDO | CS Mandruzi Reassentamento | [5 empty] | PH | MoH | SP | 3598.1865 |  | 1 | 1 | <8 h | Collection & Delivery | Fixed & Outreach | [12 empty] | 1 | 1 | 0 | 0 | 0 | 0 | 1 | 48 | 0 | 0 | #DIV/0! | 0 | #DIV/0! | #DIV/0! | 0 | 0 | 0 | 0 | 0 | 0 | 48 | 0 | 0 | #DIV/0! | #DIV/0! | 0 | #N/A |  |  |  | #DIV/0! | [7 empty] | 0 | 0 |  |  |  | 0 |  | 1 | 1
| Sofala | DONDO | DONDO | CS Nhampuepua | [5 empty] | PH | MoH | SP | 5703.3378 |  | 1 | 1 | <8 h | Collection & Delivery | Fixed & Outreach | [12 empty] | 1 | 1 | 0 | 0 | 0 | 0 | 1 | 36 | 34.3 | 0 | #DIV/0! | 0 | #DIV/0! | #DIV/0! | 0 | 0 | 0 | 0 | 0 | 0 | 36 | 34.3 | 0 | #DIV/0! | #DIV/0! | 0 | #N/A |  |  |  | #DIV/0! | [7 empty] | 0 | 0 |  |  |  | 0 |  | 1 | 1
| Sofala | DONDO | DONDO | CS Sengo | [5 empty] | PH | MoH | SP | 4249.9157 |  | 1 | 1 | <8 h | Collection & Delivery | Fixed & Outreach | [12 empty] | 1 | 1 | 0 | 0 | 0 | 0 | 1 | 48 | 0 | 0 | #DIV/0! | 0 | #DIV/0! | #DIV/0! | 0 | 0 | 0 | 0 | 0 | 0 | 48 | 0 | 0 | #DIV/0! | #DIV/0! | 0 | #N/A |  |  |  | #DIV/0! | [7 empty] | 0 | 0 |  |  |  | 0 |  | 1 | 1
| Sofala | DONDO | DONDO | PS Igreja Baptista | [5 empty] | PH | MoH | SP | 12609.2151 |  | 1 | 1 | <8 h | Collection & Delivery | Fixed & Outreach | [12 empty] | 1 | 0 | 0 | 0 | 0 | 0 | 1 | 24 | 8 | 0 | #DIV/0! | 0 | #DIV/0! | #DIV/0! | 1 | 0 | 0 | 0 | 0 | 1 | 0 | 0 | 0 | #DIV/0! | #DIV/0! | 0 | #N/A |  |  |  | #DIV/0! | [7 empty] | 0 | 0 |  |  |  | 0 |  | 1 | 1
| Sofala | DONDO | DONDO | PS Mandruzi 1 | [5 empty] | PH | MoH | SP | 2115.5262 |  | 1 | 1 | <8 h | Collection & Delivery | Fixed & Outreach | [12 empty] | 1 | 1 | 0 | 0 | 0 | 0 | 1 | 36 | 34.3 | 0 | #DIV/0! | 0 | #DIV/0! | #DIV/0! | 0 | 0 | 0 | 0 | 0 | 0 | 36 | 34.3 | 0 | #DIV/0! | #DIV/0! | 0 | #N/A |  |  |  | #DIV/0! | [7 empty] | 0 | 0 |  |  |  | 0 |  | 1 | 1
| Sofala | DONDO | DONDO | PS Militar | [5 empty] | PH | MoH | SP | 2085.3448 |  | 1 | 1 | <8 h | Collection & Delivery | Fixed & Outreach | [12 empty] | 1 | 0 | 0 | 0 | 0 | 0 | 1 | 24 | 8 | 0 | #DIV/0! | 0 | #DIV/0! | #DIV/0! | 1 | 0 | 0 | 0 | 0 | 1 | 0 | 0 | 0 | #DIV/0! | #DIV/0! | 0 | #N/A |  |  |  | #DIV/0! | [7 empty] | 0 | 0 |  |  |  | 0 |  | 1 | 1
| Sofala | DONDO | DONDO | CS Madzimachena | [5 empty] | PH | MoH | SP | 4018.8395 |  | 1 | 1 | <8 h | Collection & Delivery | Fixed & Outreach | [12 empty] | 1 | 1 | 0 | 0 | 0 | 0 | 1 | 55.5 | 0 | 0 | #DIV/0! | 0 | #DIV/0! | #DIV/0! | 0 | 0 | 0 | 0 | 0 | 0 | 55.5 | 0 | 0 | #DIV/0! | #DIV/0! | 0 | #N/A |  |  |  | #DIV/0! | [7 empty] | 0 | 0 |  |  |  | 0 |  | 1 | 1
| Sofala | DONDO | DONDO | PS Chitengo | [5 empty] | PH | MoH | SP | 10071.1496 |  | 1 | 1 | <8 h | Collection & Delivery | Fixed & Outreach | [12 empty] | 0 | 0 | 0 | 0 | 0 | 0 | 0 | 0 | 0 | 0 | #DIV/0! | 0 | #DIV/0! | #DIV/0! | 0 | 0 | 0 | 0 | 0 | 0 | 0 | 0 | 0 | Extens_Solar | #DIV/0! | 0 | #N/A |  |  |  | 0 | [7 empty] | 0 | 0 |  |  |  | 0 |  | 1 | 1
| Sofala | DONDO | DONDO | PS Muzuangunguni | [5 empty] | PH | MoH | SP | 3014.3654 |  | 1 | 1 | <8 h | Collection & Delivery | Fixed & Outreach | [12 empty] | 1 | 1 | 0 | 0 | 0 | 0 | 1 | 55.5 | 0 | 0 | #DIV/0! | 0 | #DIV/0! | #DIV/0! | 0 | 0 | 0 | 0 | 0 | 0 | 55.5 | 0 | 0 | #DIV/0! | #DIV/0! | 0 | #N/A |  |  |  | #DIV/0! | [7 empty] | 0 | 0 |  |  |  | 0 |  | 1 | 1
| Sofala | DONDO | DONDO | Marcelino dos Santos | [5 empty] | PH | MoH | SP | 7919.783 |  | 1 | 1 | <8 h | Collection & Delivery | Fixed & Outreach | [12 empty] | 1 | 0 | 0 | 0 | 0 | 0 | 1 | 24 | 8 | 0 | #DIV/0! | 0 | #DIV/0! | #DIV/0! | 1 | 0 | 0 | 0 | 0 | 1 | 0 | 0 | 0 | #DIV/0! | #DIV/0! | 0 | #N/A |  |  |  | #DIV/0! | [7 empty] | 0 | 0 |  |  |  | 0 |  | 1 | 1
| Sofala | DONDO | DONDO | CS Nhamapaza | [5 empty] | PH | MoH | SP | 5438.3076 |  | 1 | 1 | <8 h | Collection & Delivery | Fixed & Outreach | [12 empty] | 1 | 1 | 0 | 0 | 0 | 0 | 1 | 48 | 0 | 0 | #DIV/0! | 0 | #DIV/0! | #DIV/0! | 0 | 0 | 0 | 0 | 0 | 0 | 48 | 0 | 0 | #DIV/0! | #DIV/0! | 0 | #N/A |  |  |  | #DIV/0! | [7 empty] | 0 | 0 |  |  |  | 0 |  | 1 | 1
| Sofala | DONDO | DONDO | CS Tucuta | [5 empty] | PH | MoH | SP | 3318.0656 |  | 1 | 1 | <8 h | Collection & Delivery | Fixed & Outreach | [12 empty] | 1 | 1 | 0 | 0 | 0 | 0 | 1 | 48 | 0 | 0 | #DIV/0! | 0 | #DIV/0! | #DIV/0! | 0 | 0 | 0 | 0 | 0 | 0 | 48 | 0 | 0 | #DIV/0! | #DIV/0! | 0 | #N/A |  |  |  | #DIV/0! | [7 empty] | 0 | 0 |  |  |  | 0 |  | 1 | 1
| Sofala | DONDO | DONDO | CS de Nhansaua | [5 empty] | PH | MoH | SP | 14213.5441 |  | 1 | 1 | <8 h | Collection & Delivery | Fixed & Outreach | [12 empty] | 1 | 1 | 0 | 0 | 0 | 0 | 1 | 48 | 0 | 0 | #DIV/0! | 0 | #DIV/0! | #DIV/0! | 0 | 0 | 0 | 0 | 0 | 0 | 48 | 0 | 0 | #DIV/0! | #DIV/0! | 0 | #N/A |  |  |  | #DIV/0! | [7 empty] | 0 | 0 |  |  |  | 0 |  | 1 | 1
| Sofala | DONDO | DONDO | PS 7 de Abril | [5 empty] | PH | MoH | SP | 17665.5396 |  | 1 | 1 | <8 h | Collection & Delivery | Fixed & Outreach | [12 empty] | 1 | 1 | 0 | 0 | 0 | 0 | 1 | 48 | 0 | 0 | #DIV/0! | 0 | #DIV/0! | #DIV/0! | 0 | 0 | 0 | 0 | 0 | 0 | 48 | 0 | 0 | #DIV/0! | #DIV/0! | 0 | #N/A |  |  |  | #DIV/0! | [7 empty] | 0 | 0 |  |  |  | 0 |  | 1 | 1
| Sofala | DONDO | DONDO | PS Ngaze | [5 empty] | PH | MoH | SP | 1707.1344 |  | 1 | 1 | <8 h | Collection & Delivery | Fixed & Outreach | [12 empty] | 1 | 1 | 0 | 0 | 0 | 0 | 1 | 19.5 | 0 | 0 | #DIV/0! | 0 | #DIV/0! | #DIV/0! | 0 | 0 | 0 | 0 | 0 | 0 | 19.5 | 0 | 0 | #DIV/0! | #DIV/0! | 0 | #N/A |  |  |  | #DIV/0! | [7 empty] | 0 | 0 |  |  |  | 0 |  | 1 | 1
| Sofala | DONDO | DONDO | CS Wiriquize | [5 empty] | PH | MoH | SP | 5789.1661 |  | 1 | 1 | <8 h | Collection & Delivery | Fixed & Outreach | [12 empty] | 1 | 1 | 0 | 0 | 0 | 0 | 1 | 57 | 24 | 0 | #DIV/0! | 0 | #DIV/0! | #DIV/0! | 0 | 0 | 0 | 0 | 0 | 0 | 57 | 24 | 0 | #DIV/0! | #DIV/0! | 0 | #N/A |  |  |  | #DIV/0! | [7 empty] | 0 | 0 |  |  |  | 0 |  | 1 | 1
| Sofala | DONDO | DONDO | PS Derunde Oliveira | [5 empty] | PH | MoH | SP | 985.6107 |  | 1 | 1 | <8 h | Collection & Delivery | Fixed & Outreach | [12 empty] | 1 | 1 | 0 | 0 | 0 | 0 | 1 | 55.5 | 0 | 0 | #DIV/0! | 0 | #DIV/0! | #DIV/0! | 0 | 0 | 0 | 0 | 0 | 0 | 55.5 | 0 | 0 | #DIV/0! | #DIV/0! | 0 | #N/A |  |  |  | #DIV/0! | [7 empty] | 0 | 0 |  |  |  | 0 |  | 1 | 1
| Sofala | DONDO | DONDO | CS Cura | [5 empty] | PH | MoH | SP | 6329.6015 |  | 1 | 1 | <8 h | Collection & Delivery | Fixed & Outreach | [12 empty] | 0 | 0 | 0 | 0 | 0 | 0 | 0 | 0 | 0 | 0 | #DIV/0! | 0 | #DIV/0! | #DIV/0! | 0 | 0 | 0 | 0 | 0 | 0 | 0 | 0 | 0 | Extens_Solar | #DIV/0! | 0 | #N/A |  |  |  | 0 | [7 empty] | 0 | 0 |  |  |  | 0 |  | 1 | 1
| Sofala | DONDO | DONDO | CS Mapalanhanga | [5 empty] | PH | MoH | SP | 6645.5628 |  | 1 | 1 | <8 h | Collection & Delivery | Fixed & Outreach | [12 empty] | 1 | 1 | 0 | 0 | 0 | 0 | 1 | 20 | 34.3 | 0 | #DIV/0! | 0 | #DIV/0! | #DIV/0! | 0 | 0 | 0 | 0 | 1 | 1 | 0 | 0 | 0 | #DIV/0! | #DIV/0! | 0 | #N/A |  |  |  | #DIV/0! | [7 empty] | 0 | 0 |  |  |  | 0 |  | 1 | 1
| Sofala | DONDO | DONDO | PS Isapol | [5 empty] | PH | MoH | SP | 6012.697 |  | 1 | 1 | <8 h | Collection & Delivery | Fixed & Outreach | [12 empty] | 1 | 1 | 0 | 0 | 0 | 0 | 1 | 48 | 0 | 0 | #DIV/0! | 0 | #DIV/0! | #DIV/0! | 0 | 0 | 0 | 0 | 0 | 0 | 48 | 0 | 0 | #DIV/0! | #DIV/0! | 0 | #N/A |  |  |  | #DIV/0! | [7 empty] | 0 | 0 |  |  |  | 0 |  | 1 | 1
| Sofala | DONDO | DONDO | CS Ndeja | [5 empty] | PH | MoH | SP | 6645.5628 |  | 1 | 1 | <8 h | Collection & Delivery | Fixed & Outreach | [12 empty] | 1 | 1 | 0 | 0 | 0 | 0 | 1 | 55.5 | 0 | 0 | #DIV/0! | 0 | #DIV/0! | #DIV/0! | 0 | 0 | 0 | 0 | 0 | 0 | 55.5 | 0 | 0 | #DIV/0! | #DIV/0! | 0 | #N/A |  |  |  | #DIV/0! | [7 empty] | 0 | 0 |  |  |  | 0 |  | 1 | 1
| ZAMBÉZIA | ALTO MOLÓCUE | ALTO MOLÓCUE | CS Bonifacio Groveta | [5 empty] | PH | MoH | SP | 75010 |  | 1 | 1 | <8 h | Collection & Delivery | Fixed & Outreach | [12 empty] | 1 | 1 | 0 | 0 | 0 | 0 | 1 | 48 | 0 | 0 | #DIV/0! | 0 | #DIV/0! | #DIV/0! | 0 | 0 | 0 | 0 | 0 | 0 | 48 | 0 | 0 | #DIV/0! | #DIV/0! | 0 | #N/A |  |  |  | #DIV/0! | [7 empty] | 0 | 0 |  |  |  | 0 |  | 1 | 1
| ZAMBÉZIA | ALTO MOLÓCUE | ALTO MOLÓCUE | CS Caiaia | [5 empty] | PH | MoH | SP | 28393.9054 |  | 1 | 1 | <8 h | Collection & Delivery | Fixed & Outreach | [12 empty] | 1 | 1 | 0 | 0 | 0 | 0 | 1 | 36 | 34.3 | 0 | #DIV/0! | 0 | #DIV/0! | #DIV/0! | 0 | 0 | 0 | 0 | 0 | 0 | 36 | 34.3 | 0 | #DIV/0! | #DIV/0! | 0 | #N/A |  |  |  | #DIV/0! | [7 empty] | 0 | 0 |  |  |  | 0 |  | 1 | 1
| ZAMBÉZIA | ALTO MOLÓCUE | ALTO MOLÓCUE | CS Uelele | [5 empty] | PH | MoH | SP | 12574.4732 |  | 1 | 1 | <8 h | Collection & Delivery | Fixed & Outreach | [12 empty] | 1 | 1 | 0 | 0 | 0 | 0 | 1 | 36 | 34.3 | 0 | #DIV/0! | 0 | #DIV/0! | #DIV/0! | 0 | 0 | 0 | 0 | 0 | 0 | 36 | 34.3 | 0 | #DIV/0! | #DIV/0! | 0 | #N/A |  |  |  | #DIV/0! | [7 empty] | 0 | 0 |  |  |  | 0 |  | 1 | 1
| ZAMBÉZIA | Chinde | Chinde | CS Arijuane | [5 empty] | PH | MoH | SP | 9762.3042 |  | 1 | 1 | <8 h | Collection & Delivery | Fixed & Outreach | [12 empty] | 1 | 1 | 0 | 0 | 0 | 0 | 1 | 55.5 | 0 | 0 | #DIV/0! | 0 | #DIV/0! | #DIV/0! | 0 | 0 | 0 | 0 | 0 | 0 | 55.5 | 0 | 0 | #DIV/0! | #DIV/0! | 0 | #N/A |  |  |  | #DIV/0! | [7 empty] | 0 | 0 |  |  |  | 0 |  | 1 | 1
| ZAMBÉZIA | Chinde | Chinde | CS Centro Educacional | [5 empty] | PH | MoH | SP | 4715.7723 |  | 1 | 1 | <8 h | Collection & Delivery | Fixed & Outreach | [12 empty] | 0 | 0 | 0 | 0 | 0 | 0 | 0 | 0 | 0 | 0 | #DIV/0! | 0 | #DIV/0! | #DIV/0! | 0 | 0 | 0 | 0 | 0 | 0 | 0 | 0 | 0 | Extens_Solar | #DIV/0! | 0 | #N/A |  |  |  | 0 | [7 empty] | 0 | 0 |  |  |  | 0 |  | 1 | 1
| ZAMBÉZIA | Chinde | Chinde | PS 25 de Setembro | [5 empty] | PH | MoH | SP | 3914.316 |  | 1 | 1 | <8 h | Collection & Delivery | Fixed & Outreach | [12 empty] | 0 | 0 | 0 | 0 | 0 | 0 | 0 | 0 | 0 | 0 | #DIV/0! | 0 | #DIV/0! | #DIV/0! | 0 | 0 | 0 | 0 | 0 | 0 | 0 | 0 | 0 | Extens_Solar | #DIV/0! | 0 | #N/A |  |  |  | 0 | [7 empty] | 0 | 0 |  |  |  | 0 |  | 1 | 1
| ZAMBÉZIA | Derre | Derre | CS Namuno | [5 empty] | PH | MoH | SP | 8978.7756 |  | 1 | 1 | <8 h | Collection & Delivery | Fixed & Outreach | [12 empty] | 1 | 1 | 0 | 0 | 0 | 0 | 1 | 36 | 34.3 | 0 | #DIV/0! | 0 | #DIV/0! | #DIV/0! | 0 | 0 | 0 | 0 | 0 | 0 | 36 | 34.3 | 0 | #DIV/0! | #DIV/0! | 0 | #N/A |  |  |  | #DIV/0! | [7 empty] | 0 | 0 |  |  |  | 0 |  | 1 | 1
| ZAMBÉZIA | Gilé | Gilé | CS Naheche | [5 empty] | PH | MoH | SP | 6935.1895 |  | 1 | 1 | <8 h | Collection & Delivery | Fixed & Outreach | [12 empty] | 1 | 1 | 0 | 0 | 0 | 0 | 1 | 36 | 34.3 | 0 | #DIV/0! | 0 | #DIV/0! | #DIV/0! | 0 | 0 | 0 | 0 | 0 | 0 | 36 | 34.3 | 0 | #DIV/0! | #DIV/0! | 0 | #N/A |  |  |  | #DIV/0! | [7 empty] | 0 | 0 |  |  |  | 0 |  | 1 | 1
| ZAMBÉZIA | Gurue | Gurue | Cotxi | [5 empty] | PH | MoH | SP | 7744.4743 |  | 1 | 1 | <8 h | Collection & Delivery | Fixed & Outreach | [12 empty] | 1 | 1 | 0 | 0 | 0 | 0 | 1 | 55.5 | 0 | 0 | #DIV/0! | 0 | #DIV/0! | #DIV/0! | 0 | 0 | 0 | 0 | 0 | 0 | 55.5 | 0 | 0 | #DIV/0! | #DIV/0! | 0 | #N/A |  |  |  | #DIV/0! | [7 empty] | 0 | 0 |  |  |  | 0 |  | 1 | 1
| ZAMBÉZIA | Gurue | Gurue | Lioma | [5 empty] | PH | MoH | SP | 29510.0287 |  | 1 | 1 | <8 h | Collection & Delivery | Fixed & Outreach | [12 empty] | 1 | 1 | 0 | 0 | 0 | 0 | 1 | 48 | 0 | 0 | #DIV/0! | 0 | #DIV/0! | #DIV/0! | 0 | 0 | 0 | 0 | 0 | 0 | 48 | 0 | 0 | #DIV/0! | #DIV/0! | 0 | #N/A |  |  |  | #DIV/0! | [7 empty] | 0 | 0 |  |  |  | 0 |  | 1 | 1
| ZAMBÉZIA | Gurue | Gurue | Macarruene | [5 empty] | PH | MoH | SP | 8724.0319 |  | 1 | 1 | <8 h | Collection & Delivery | Fixed & Outreach | [12 empty] | 1 | 1 | 0 | 0 | 0 | 0 | 1 | 55.5 | 0 | 0 | #DIV/0! | 0 | #DIV/0! | #DIV/0! | 0 | 0 | 0 | 0 | 0 | 0 | 55.5 | 0 | 0 | #DIV/0! | #DIV/0! | 0 | #N/A |  |  |  | #DIV/0! | [7 empty] | 0 | 0 |  |  |  | 0 |  | 1 | 1
| ZAMBÉZIA | Gurue | Gurue | Magige | [5 empty] | PH | MoH | SP | 50981.0308 |  | 1 | 1 | <8 h | Collection & Delivery | Fixed & Outreach | [12 empty] | 1 | 1 | 0 | 0 | 0 | 0 | 1 | 216 | 0 | 0 | #DIV/0! | 0 | #DIV/0! | #DIV/0! | 0 | 0 | 0 | 0 | 0 | 0 | 216 | 0 | 0 | #DIV/0! | #DIV/0! | 0 | #N/A |  |  |  | #DIV/0! | [7 empty] | 0 | 0 |  |  |  | 0 |  | 1 | 1
| ZAMBÉZIA | Gurue | Gurue | Muagiua | [5 empty] | PH | MoH | SP | 24747.2846 |  | 1 | 1 | <8 h | Collection & Delivery | Fixed & Outreach | [12 empty] | 1 | 1 | 0 | 0 | 0 | 0 | 1 | 55.5 | 0 | 0 | #DIV/0! | 0 | #DIV/0! | #DIV/0! | 0 | 0 | 0 | 0 | 0 | 0 | 55.5 | 0 | 0 | #DIV/0! | #DIV/0! | 0 | #N/A |  |  |  | #DIV/0! | [7 empty] | 0 | 0 |  |  |  | 0 |  | 1 | 1
| ZAMBÉZIA | Gurue | Gurue | Muximua | [5 empty] | PH | MoH | SP | 38043.2376 |  | 1 | 1 | <8 h | Collection & Delivery | Fixed & Outreach | [12 empty] | 1 | 1 | 0 | 0 | 0 | 0 | 1 | 55.5 | 0 | 0 | #DIV/0! | 0 | #DIV/0! | #DIV/0! | 0 | 0 | 0 | 0 | 0 | 0 | 55.5 | 0 | 0 | #DIV/0! | #DIV/0! | 0 | #N/A |  |  |  | #DIV/0! | [7 empty] | 0 | 0 |  |  |  | 0 |  | 1 | 1
| ZAMBÉZIA | Gurue | Gurue | Nintulo | [5 empty] | PH | MoH | SP | 24258.9737 |  | 1 | 1 | <8 h | Collection & Delivery | Fixed & Outreach | [12 empty] | 1 | 1 | 0 | 0 | 0 | 0 | 1 | 55.5 | 0 | 0 | #DIV/0! | 0 | #DIV/0! | #DIV/0! | 0 | 0 | 0 | 0 | 0 | 0 | 55.5 | 0 | 0 | #DIV/0! | #DIV/0! | 0 | #N/A |  |  |  | #DIV/0! | [7 empty] | 0 | 0 |  |  |  | 0 |  | 1 | 1
| ZAMBÉZIA | Gurue | Gurue | Ruace | [5 empty] | PH | MoH | SP | 12255.7235 |  | 1 | 1 | <8 h | Collection & Delivery | Fixed & Outreach | [12 empty] | 1 | 1 | 0 | 0 | 0 | 0 | 1 | 48 | 0 | 0 | #DIV/0! | 0 | #DIV/0! | #DIV/0! | 0 | 0 | 0 | 0 | 0 | 0 | 48 | 0 | 0 | #DIV/0! | #DIV/0! | 0 | #N/A |  |  |  | #DIV/0! | [7 empty] | 0 | 0 |  |  |  | 0 |  | 1 | 1
| ZAMBÉZIA | Gurue | Gurue | Serra | [5 empty] | PH | MoH | SP | 15867.6587 |  | 1 | 1 | <8 h | Collection & Delivery | Fixed & Outreach | [12 empty] | 1 | 1 | 0 | 0 | 0 | 0 | 1 | 55.5 | 0 | 0 | #DIV/0! | 0 | #DIV/0! | #DIV/0! | 0 | 0 | 0 | 0 | 0 | 0 | 55.5 | 0 | 0 | #DIV/0! | #DIV/0! | 0 | #N/A |  |  |  | #DIV/0! | [7 empty] | 0 | 0 |  |  |  | 0 |  | 1 | 1
| ZAMBÉZIA | Gurue | Gurue | Tetete | [5 empty] | PH | MoH | SP | 24175.7945 |  | 1 | 1 | <8 h | Collection & Delivery | Fixed & Outreach | [12 empty] | 1 | 1 | 0 | 0 | 0 | 0 | 1 | 48 | 0 | 0 | #DIV/0! | 0 | #DIV/0! | #DIV/0! | 0 | 0 | 0 | 0 | 0 | 0 | 48 | 0 | 0 | #DIV/0! | #DIV/0! | 0 | #N/A |  |  |  | #DIV/0! | [7 empty] | 0 | 0 |  |  |  | 0 |  | 1 | 1
| ZAMBÉZIA | Ile | Ile | CS Mualacame | [5 empty] | PH | MoH | SP | 11226.1 |  | 1 | 1 | <8 h | Collection & Delivery | Fixed & Outreach | [12 empty] | 0 | 0 | 0 | 0 | 0 | 0 | 0 | 0 | 0 | 0 | #DIV/0! | 0 | #DIV/0! | #DIV/0! | 0 | 0 | 0 | 0 | 0 | 0 | 0 | 0 | 0 | Extens_Solar | #DIV/0! | 0 | #N/A |  |  |  | 0 | [7 empty] | 0 | 0 |  |  |  | 0 |  | 1 | 1
| ZAMBÉZIA | Ile | Ile | CS Namanda | [5 empty] | PH | MoH | SP | 25179.8964 |  | 1 | 1 | <8 h | Collection & Delivery | Fixed & Outreach | [12 empty] | 1 | 1 | 0 | 0 | 0 | 0 | 1 | 48 | 0 | 0 | #DIV/0! | 0 | #DIV/0! | #DIV/0! | 0 | 0 | 0 | 0 | 0 | 0 | 48 | 0 | 0 | #DIV/0! | #DIV/0! | 0 | #N/A |  |  |  | #DIV/0! | [7 empty] | 0 | 0 |  |  |  | 0 |  | 1 | 1
| Niassa | CUAMBA | CUAMBA | CS Adine 3 | [5 empty] | PH | MoH | SP | 13916.8299 |  | 1 | 1 | <8 h | Collection & Delivery | Fixed & Outreach | [12 empty] | 1 | 1 | 0 | 0 | 0 | 0 | 1 | 48 | 0 | 0 | #DIV/0! | 0 | #DIV/0! | #DIV/0! | 0 | 0 | 0 | 0 | 0 | 0 | 48 | 0 | 0 | #DIV/0! | #DIV/0! | 0 | #N/A |  |  |  | #DIV/0! | [7 empty] | 0 | 0 |  |  |  | 0 |  | 1 | 1
| Niassa | CUAMBA | CUAMBA | CS Mepolage | [5 empty] | PH | MoH | SP | 5995.9045 |  | 1 | 1 | <8 h | Collection & Delivery | Fixed & Outreach | [12 empty] | 1 | 0 | 0 | 0 | 0 | 0 | 1 | 24 | 8 | 0 | #DIV/0! | 0 | #DIV/0! | #DIV/0! | 1 | 0 | 0 | 0 | 0 | 1 | 0 | 0 | 0 | #DIV/0! | #DIV/0! | 0 | #N/A |  |  |  | #DIV/0! | [7 empty] | 0 | 0 |  |  |  | 0 |  | 1 | 1
| Niassa | CUAMBA | CUAMBA | CS Mepessene | [5 empty] | PH | MoH | SP | 9901.8676 |  | 1 | 1 | <8 h | Collection & Delivery | Fixed & Outreach | [12 empty] | 1 | 1 | 0 | 0 | 0 | 0 | 1 | 48 | 0 | 0 | #DIV/0! | 0 | #DIV/0! | #DIV/0! | 0 | 0 | 0 | 0 | 0 | 0 | 48 | 0 | 0 | #DIV/0! | #DIV/0! | 0 | #N/A |  |  |  | #DIV/0! | [7 empty] | 0 | 0 |  |  |  | 0 |  | 1 | 1
| Niassa | CUAMBA | CUAMBA | CS Mutaco | [5 empty] | PH | MoH | SP | 6452.7534 |  | 1 | 1 | <8 h | Collection & Delivery | Fixed & Outreach | [12 empty] | 1 | 1 | 0 | 0 | 0 | 0 | 1 | 20 | 34.3 | 0 | #DIV/0! | 0 | #DIV/0! | #DIV/0! | 0 | 0 | 0 | 0 | 1 | 1 | 0 | 0 | 0 | #DIV/0! | #DIV/0! | 0 | #N/A |  |  |  | #DIV/0! | [7 empty] | 0 | 0 |  |  |  | 0 |  | 1 | 1
| Niassa | CUAMBA | CUAMBA | CS Sapura | [5 empty] | PH | MoH | SP | 34608 |  | 1 | 1 | <8 h | Collection & Delivery | Fixed & Outreach | [12 empty] | 1 | 0 | 0 | 0 | 0 | 0 | 1 | 24 | 8 | 0 | #DIV/0! | 0 | #DIV/0! | #DIV/0! | 1 | 0 | 0 | 0 | 0 | 1 | 0 | 0 | 0 | #DIV/0! | #DIV/0! | 0 | #N/A |  |  |  | #DIV/0! | [7 empty] | 0 | 0 |  |  |  | 0 |  | 1 | 1
| Niassa | CUAMBA | CUAMBA | CS Muicuna | [5 empty] | PH | MoH | SP | 8198.6364 |  | 1 | 1 | <8 h | Collection & Delivery | Fixed & Outreach | [12 empty] | 1 | 1 | 0 | 0 | 0 | 0 | 1 | 20 | 34.3 | 0 | #DIV/0! | 0 | #DIV/0! | #DIV/0! | 0 | 0 | 0 | 0 | 1 | 1 | 0 | 0 | 0 | #DIV/0! | #DIV/0! | 0 | #N/A |  |  |  | #DIV/0! | [7 empty] | 0 | 0 |  |  |  | 0 |  | 1 | 1
| Niassa | DISTRITO DE LICHINGA | DISTRITO DE LICHINGA | Matama | [5 empty] | PH | MoH | SP | 4130.1248 |  | 1 | 1 | <8 h | Collection & Delivery | Fixed & Outreach | [12 empty] | 1 | 0 | 0 | 0 | 0 | 0 | 1 | 24 | 8 | 0 | #DIV/0! | 0 | #DIV/0! | #DIV/0! | 1 | 0 | 0 | 0 | 0 | 1 | 0 | 0 | 0 | #DIV/0! | #DIV/0! | 0 | #N/A |  |  |  | #DIV/0! | [7 empty] | 0 | 0 |  |  |  | 0 |  | 1 | 1
| Niassa | DISTRITO DE LICHINGA | DISTRITO DE LICHINGA | Nnomba | [5 empty] | PH | MoH | SP | 9794.605 |  | 1 | 1 | <8 h | Collection & Delivery | Fixed & Outreach | [12 empty] | 1 | 1 | 0 | 0 | 0 | 0 | 1 | 216 | 0 | 0 | #DIV/0! | 0 | #DIV/0! | #DIV/0! | 0 | 0 | 0 | 0 | 0 | 0 | 216 | 0 | 0 | #DIV/0! | #DIV/0! | 0 | #N/A |  |  |  | #DIV/0! | [7 empty] | 0 | 0 |  |  |  | 0 |  | 1 | 1
| Niassa | DISTRITO DE LICHINGA | DISTRITO DE LICHINGA | Micoco | [5 empty] | PH | MoH | SP | 10220.9104 |  | 1 | 1 | <8 h | Collection & Delivery | Fixed & Outreach | [12 empty] | 1 | 0 | 0 | 0 | 0 | 0 | 1 | 24 | 8 | 0 | #DIV/0! | 0 | #DIV/0! | #DIV/0! | 1 | 0 | 0 | 0 | 0 | 1 | 0 | 0 | 0 | #DIV/0! | #DIV/0! | 0 | #N/A |  |  |  | #DIV/0! | [7 empty] | 0 | 0 |  |  |  | 0 |  | 1 | 1
| Niassa | DISTRITO DE LICHINGA | DISTRITO DE LICHINGA | Privado Clínica Mais Saúde | [5 empty] | PH | MoH | SP | 11912.1922 |  | 1 | 1 | <8 h | Collection & Delivery | Fixed & Outreach | [12 empty] | 0 | 0 | 0 | 0 | 0 | 0 | 0 | 0 | 0 | 0 | #DIV/0! | 0 | #DIV/0! | #DIV/0! | 0 | 0 | 0 | 0 | 0 | 0 | 0 | 0 | 0 | Extens_Solar | #DIV/0! | 0 | #N/A |  |  |  | 0 | [7 empty] | 0 | 0 |  |  |  | 0 |  | 1 | 1
| Niassa | LAGO | LAGO | CS Naval Metangula | [5 empty] | PH | MoH | SP | 3461.4359 |  | 1 | 1 | <8 h | Collection & Delivery | Fixed & Outreach | [12 empty] | 0 | 0 | 0 | 0 | 0 | 0 | 0 | 0 | 0 | 0 | #DIV/0! | 0 | #DIV/0! | #DIV/0! | 0 | 0 | 0 | 0 | 0 | 0 | 0 | 0 | 0 | Extens_Solar | #DIV/0! | 0 | #N/A |  |  |  | 0 | [7 empty] | 0 | 0 |  |  |  | 0 |  | 1 | 1
| Niassa | LAGO | LAGO | CS Micuio | [5 empty] | PH | MoH | SP | 2588.9633 |  | 1 | 1 | <8 h | Collection & Delivery | Fixed & Outreach | [12 empty] | 1 | 0 | 0 | 0 | 0 | 0 | 1 | 24 | 8 | 0 | #DIV/0! | 0 | #DIV/0! | #DIV/0! | 1 | 0 | 0 | 0 | 0 | 1 | 0 | 0 | 0 | #DIV/0! | #DIV/0! | 0 | #N/A |  |  |  | #DIV/0! | [7 empty] | 0 | 0 |  |  |  | 0 |  | 1 | 1
| Niassa | MANDIMBA | MANDIMBA | CS Mezito | [5 empty] | PH | MoH | SP | 13575.6149 |  | 1 | 1 | <8 h | Collection & Delivery | Fixed & Outreach | [12 empty] | 1 | 1 | 0 | 0 | 0 | 0 | 1 | 20 | 34.3 | 0 | #DIV/0! | 0 | #DIV/0! | #DIV/0! | 0 | 0 | 0 | 0 | 1 | 1 | 0 | 0 | 0 | #DIV/0! | #DIV/0! | 0 | #N/A |  |  |  | #DIV/0! | [7 empty] | 0 | 0 |  |  |  | 0 |  | 1 | 1
| Niassa | MANDIMBA | MANDIMBA | Musserepa | [5 empty] | PH | MoH | SP | 9574.8699 |  | 1 | 1 | <8 h | Collection & Delivery | Fixed & Outreach | [12 empty] | 1 | 0 | 0 | 0 | 0 | 0 | 1 | 24 | 8 | 0 | #DIV/0! | 0 | #DIV/0! | #DIV/0! | 1 | 0 | 0 | 0 | 0 | 1 | 0 | 0 | 0 | #DIV/0! | #DIV/0! | 0 | #N/A |  |  |  | #DIV/0! | [7 empty] | 0 | 0 |  |  |  | 0 |  | 1 | 1
| Niassa | MARRUPA | MARRUPA | CS Mpamela | [5 empty] | PH | MoH | SP | 2306.0442 |  | 1 | 1 | <8 h | Collection & Delivery | Fixed & Outreach | [12 empty] | 1 | 1 | 0 | 0 | 0 | 0 | 1 | 55.5 | 0 | 0 | #DIV/0! | 0 | #DIV/0! | #DIV/0! | 0 | 0 | 0 | 0 | 0 | 0 | 55.5 | 0 | 0 | #DIV/0! | #DIV/0! | 0 | #N/A |  |  |  | #DIV/0! | [7 empty] | 0 | 0 |  |  |  | 0 |  | 1 | 1
| Niassa | MARRUPA | MARRUPA | CS Messenguesse | [5 empty] | PH | MoH | SP | 24018.6873 |  | 1 | 1 | <8 h | Collection & Delivery | Fixed & Outreach | [12 empty] | 1 | 0 | 0 | 0 | 0 | 0 | 1 | 24 | 8 | 0 | #DIV/0! | 0 | #DIV/0! | #DIV/0! | 1 | 0 | 0 | 0 | 0 | 1 | 0 | 0 | 0 | #DIV/0! | #DIV/0! | 0 | #N/A |  |  |  | #DIV/0! | [7 empty] | 0 | 0 |  |  |  | 0 |  | 1 | 1
| Niassa | MARRUPA | MARRUPA | CS Mutaparata | [5 empty] | PH | MoH | SP | 10668.6533 |  | 1 | 1 | <8 h | Collection & Delivery | Fixed & Outreach | [12 empty] | 1 | 0 | 0 | 0 | 0 | 0 | 1 | 24 | 8 | 0 | #DIV/0! | 0 | #DIV/0! | #DIV/0! | 1 | 0 | 0 | 0 | 0 | 1 | 0 | 0 | 0 | #DIV/0! | #DIV/0! | 0 | #N/A |  |  |  | #DIV/0! | [7 empty] | 0 | 0 |  |  |  | 0 |  | 1 | 1
| Niassa | MARRUPA | MARRUPA | HD Marrupa | [5 empty] | PH | MoH | SP | 3463.3315 |  | 1 | 1 | <8 h | Collection & Delivery | Fixed & Outreach | [12 empty] | 1 | 0 | 0 | 0 | 0 | 0 | 1 | 24 | 8 | 0 | #DIV/0! | 0 | #DIV/0! | #DIV/0! | 1 | 0 | 0 | 0 | 0 | 1 | 0 | 0 | 0 | #DIV/0! | #DIV/0! | 0 | #N/A |  |  |  | #DIV/0! | [7 empty] | 0 | 0 |  |  |  | 0 |  | 1 | 1
| Niassa | MAVAGO | MAVAGO | CS Ligogo | [5 empty] | PH | MoH | SP | 1045.4446 |  | 1 | 1 | <8 h | Collection & Delivery | Fixed & Outreach | [12 empty] | 1 | 0 | 0 | 0 | 0 | 0 | 1 | 24 | 8 | 0 | #DIV/0! | 0 | #DIV/0! | #DIV/0! | 1 | 0 | 0 | 0 | 0 | 1 | 0 | 0 | 0 | #DIV/0! | #DIV/0! | 0 | #N/A |  |  |  | #DIV/0! | [7 empty] | 0 | 0 |  |  |  | 0 |  | 1 | 1
| Niassa | MAÚA | MAÚA | CS Maua | [5 empty] | PH | MoH | SP | 38272.9408 |  | 1 | 1 | <8 h | Collection & Delivery | Fixed & Outreach | [12 empty] | 1 | 0 | 0 | 0 | 0 | 0 | 1 | 24 | 8 | 0 | #DIV/0! | 0 | #DIV/0! | #DIV/0! | 1 | 0 | 0 | 0 | 0 | 1 | 0 | 0 | 0 | #DIV/0! | #DIV/0! | 0 | #N/A |  |  |  | #DIV/0! | [7 empty] | 0 | 0 |  |  |  | 0 |  | 1 | 1
| Niassa | MAÚA | MAÚA | CS Muhoco | [5 empty] | PH | MoH | SP | 960.1409 |  | 1 | 1 | <8 h | Collection & Delivery | Fixed & Outreach | [12 empty] | 1 | 1 | 0 | 0 | 0 | 0 | 1 | 55.5 | 0 | 0 | #DIV/0! | 0 | #DIV/0! | #DIV/0! | 0 | 0 | 0 | 0 | 0 | 0 | 55.5 | 0 | 0 | #DIV/0! | #DIV/0! | 0 | #N/A |  |  |  | #DIV/0! | [7 empty] | 0 | 0 |  |  |  | 0 |  | 1 | 1
| Niassa | MAÚA | MAÚA | CS Ntepia | [5 empty] | PH | MoH | SP | 1174.348 |  | 1 | 1 | <8 h | Collection & Delivery | Fixed & Outreach | [12 empty] | 1 | 0 | 0 | 0 | 0 | 0 | 1 | 24 | 8 | 0 | #DIV/0! | 0 | #DIV/0! | #DIV/0! | 1 | 0 | 0 | 0 | 0 | 1 | 0 | 0 | 0 | #DIV/0! | #DIV/0! | 0 | #N/A |  |  |  | #DIV/0! | [7 empty] | 0 | 0 |  |  |  | 0 |  | 1 | 1
| Niassa | MAÚA | MAÚA | CS Xapalango | [5 empty] | PH | MoH | SP | 3759.9989 |  | 1 | 1 | <8 h | Collection & Delivery | Fixed & Outreach | [12 empty] | 1 | 0 | 0 | 0 | 0 | 0 | 1 | 24 | 8 | 0 | #DIV/0! | 0 | #DIV/0! | #DIV/0! | 1 | 0 | 0 | 0 | 0 | 1 | 0 | 0 | 0 | #DIV/0! | #DIV/0! | 0 | #N/A |  |  |  | #DIV/0! | [7 empty] | 0 | 0 |  |  |  | 0 |  | 1 | 1
| Niassa | MECANHELAS | MECANHELAS | CS Heber | [5 empty] | PH | MoH | SP | 5289.7792 |  | 1 | 1 | <8 h | Collection & Delivery | Fixed & Outreach | [12 empty] | 1 | 1 | 0 | 0 | 0 | 0 | 1 | 55.5 | 0 | 0 | #DIV/0! | 0 | #DIV/0! | #DIV/0! | 0 | 0 | 0 | 0 | 0 | 0 | 55.5 | 0 | 0 | #DIV/0! | #DIV/0! | 0 | #N/A |  |  |  | #DIV/0! | [7 empty] | 0 | 0 |  |  |  | 0 |  | 1 | 1
| Niassa | MECANHELAS | MECANHELAS | CS Khomone | [5 empty] | PH | MoH | SP | 4742.8875 |  | 1 | 1 | <8 h | Collection & Delivery | Fixed & Outreach | [12 empty] | 1 | 0 | 0 | 0 | 0 | 0 | 1 | 24 | 8 | 0 | #DIV/0! | 0 | #DIV/0! | #DIV/0! | 1 | 0 | 0 | 0 | 0 | 1 | 0 | 0 | 0 | #DIV/0! | #DIV/0! | 0 | #N/A |  |  |  | #DIV/0! | [7 empty] | 0 | 0 |  |  |  | 0 |  | 1 | 1
| Niassa | MECANHELAS | MECANHELAS | CS Mecanhelas | [5 empty] | PH | MoH | SP | 48611.753 |  | 1 | 1 | <8 h | Collection & Delivery | Fixed & Outreach | [12 empty] | 1 | 0 | 0 | 0 | 0 | 0 | 1 | 24 | 8 | 0 | #DIV/0! | 0 | #DIV/0! | #DIV/0! | 1 | 0 | 0 | 0 | 0 | 1 | 0 | 0 | 0 | #DIV/0! | #DIV/0! | 0 | #N/A |  |  |  | #DIV/0! | [7 empty] | 0 | 0 |  |  |  | 0 |  | 1 | 1
| Niassa | MECANHELAS | MECANHELAS | CS Muetiha | [5 empty] | PH | MoH | SP | 7128.5485 |  | 1 | 1 | <8 h | Collection & Delivery | Fixed & Outreach | [12 empty] | 1 | 1 | 0 | 0 | 0 | 0 | 1 | 55.5 | 0 | 0 | #DIV/0! | 0 | #DIV/0! | #DIV/0! | 0 | 0 | 0 | 0 | 0 | 0 | 55.5 | 0 | 0 | #DIV/0! | #DIV/0! | 0 | #N/A |  |  |  | #DIV/0! | [7 empty] | 0 | 0 |  |  |  | 0 |  | 1 | 1
| Niassa | MECANHELAS | MECANHELAS | CS Muhala | [5 empty] | PH | MoH | SP | 5380.7698 |  | 1 | 1 | <8 h | Collection & Delivery | Fixed & Outreach | [12 empty] | 1 | 1 | 0 | 0 | 0 | 0 | 1 | 55.5 | 0 | 0 | #DIV/0! | 0 | #DIV/0! | #DIV/0! | 0 | 0 | 0 | 0 | 0 | 0 | 55.5 | 0 | 0 | #DIV/0! | #DIV/0! | 0 | #N/A |  |  |  | #DIV/0! | [7 empty] | 0 | 0 |  |  |  | 0 |  | 1 | 1
| Niassa | MECANHELAS | MECANHELAS | CS Bero | [5 empty] | PH | MoH | SP | 5954.2004 |  | 1 | 1 | <8 h | Collection & Delivery | Fixed & Outreach | [12 empty] | 1 | 0 | 0 | 0 | 0 | 0 | 1 | 24 | 8 | 0 | #DIV/0! | 0 | #DIV/0! | #DIV/0! | 1 | 0 | 0 | 0 | 0 | 1 | 0 | 0 | 0 | #DIV/0! | #DIV/0! | 0 | #N/A |  |  |  | #DIV/0! | [7 empty] | 0 | 0 |  |  |  | 0 |  | 1 | 1
| Niassa | MECANHELAS | MECANHELAS | CS Nsuwa | [5 empty] | PH | MoH | SP | 7805.2914 |  | 1 | 1 | <8 h | Collection & Delivery | Fixed & Outreach | [12 empty] | 1 | 0 | 0 | 0 | 0 | 0 | 1 | 24 | 8 | 0 | #DIV/0! | 0 | #DIV/0! | #DIV/0! | 1 | 0 | 0 | 0 | 0 | 1 | 0 | 0 | 0 | #DIV/0! | #DIV/0! | 0 | #N/A |  |  |  | #DIV/0! | [7 empty] | 0 | 0 |  |  |  | 0 |  | 1 | 1
| Niassa | MECANHELAS | MECANHELAS | CS Ritande | [5 empty] | PH | MoH | SP | 4243.3867 |  | 1 | 1 | <8 h | Collection & Delivery | Fixed & Outreach | [12 empty] | 0 | 0 | 0 | 0 | 0 | 0 | 0 | 0 | 0 | 0 | #DIV/0! | 0 | #DIV/0! | #DIV/0! | 0 | 0 | 0 | 0 | 0 | 0 | 0 | 0 | 0 | Extens_Solar | #DIV/0! | 0 | #N/A |  |  |  | 0 | [7 empty] | 0 | 0 |  |  |  | 0 |  | 1 | 1
| Niassa | MECULA | MECULA | CS Ntimbo | [5 empty] | PH | MoH | SP | 1063.4532 |  | 1 | 1 | <8 h | Collection & Delivery | Fixed & Outreach | [12 empty] | 1 | 0 | 0 | 0 | 0 | 0 | 1 | 24 | 8 | 0 | #DIV/0! | 0 | #DIV/0! | #DIV/0! | 1 | 0 | 0 | 0 | 0 | 1 | 0 | 0 | 0 | #DIV/0! | #DIV/0! | 0 | #N/A |  |  |  | #DIV/0! | [7 empty] | 0 | 0 |  |  |  | 0 |  | 1 | 1
| Niassa | METARICA | METARICA | CS Niputa | [5 empty] | PH | MoH | SP | 2777.1104 |  | 1 | 1 | <8 h | Collection & Delivery | Fixed & Outreach | [12 empty] | 1 | 0 | 0 | 0 | 0 | 0 | 1 | 24 | 8 | 0 | #DIV/0! | 0 | #DIV/0! | #DIV/0! | 1 | 0 | 0 | 0 | 0 | 1 | 0 | 0 | 0 | #DIV/0! | #DIV/0! | 0 | #N/A |  |  |  | #DIV/0! | [7 empty] | 0 | 0 |  |  |  | 0 |  | 1 | 1
| Niassa | MUEMBE | MUEMBE | CS Ligogolo | [5 empty] | PH | MoH | SP | 4767.5308 |  | 1 | 1 | <8 h | Collection & Delivery | Fixed & Outreach | [12 empty] | 1 | 1 | 0 | 0 | 0 | 0 | 1 | 20 | 34.3 | 0 | #DIV/0! | 0 | #DIV/0! | #DIV/0! | 0 | 0 | 0 | 0 | 1 | 1 | 0 | 0 | 0 | #DIV/0! | #DIV/0! | 0 | #N/A |  |  |  | #DIV/0! | [7 empty] | 0 | 0 |  |  |  | 0 |  | 1 | 1
| Niassa | MUEMBE | MUEMBE | CS Longolela | [5 empty] | PH | MoH | SP | 1205.6261 |  | 1 | 1 | <8 h | Collection & Delivery | Fixed & Outreach | [12 empty] | 1 | 0 | 0 | 0 | 0 | 0 | 1 | 24 | 8 | 0 | #DIV/0! | 0 | #DIV/0! | #DIV/0! | 1 | 0 | 0 | 0 | 0 | 1 | 0 | 0 | 0 | #DIV/0! | #DIV/0! | 0 | #N/A |  |  |  | #DIV/0! | [7 empty] | 0 | 0 |  |  |  | 0 |  | 1 | 1
| Niassa | MUEMBE | MUEMBE | CS Lucheta | [5 empty] | PH | MoH | SP | 3122.1166 |  | 1 | 1 | <8 h | Collection & Delivery | Fixed & Outreach | [12 empty] | 1 | 0 | 0 | 0 | 0 | 0 | 1 | 24 | 8 | 0 | #DIV/0! | 0 | #DIV/0! | #DIV/0! | 1 | 0 | 0 | 0 | 0 | 1 | 0 | 0 | 0 | #DIV/0! | #DIV/0! | 0 | #N/A |  |  |  | #DIV/0! | [7 empty] | 0 | 0 |  |  |  | 0 |  | 1 | 1
| Niassa | NGAÚMA | NGAÚMA | CS Chamba | [5 empty] | PH | MoH | SP | 12501.7357 |  | 1 | 1 | <8 h | Collection & Delivery | Fixed & Outreach | [12 empty] | 1 | 1 | 0 | 0 | 0 | 0 | 1 | 55.5 | 0 | 0 | #DIV/0! | 0 | #DIV/0! | #DIV/0! | 0 | 0 | 0 | 0 | 0 | 0 | 55.5 | 0 | 0 | #DIV/0! | #DIV/0! | 0 | #N/A |  |  |  | #DIV/0! | [7 empty] | 0 | 0 |  |  |  | 0 |  | 1 | 1
| Niassa | NGAÚMA | NGAÚMA | CS Saite | [5 empty] | PH | MoH | SP | 4927.7122 |  | 1 | 1 | <8 h | Collection & Delivery | Fixed & Outreach | [12 empty] | 1 | 0 | 0 | 0 | 0 | 0 | 1 | 24 | 8 | 0 | #DIV/0! | 0 | #DIV/0! | #DIV/0! | 1 | 0 | 0 | 0 | 0 | 1 | 0 | 0 | 0 | #DIV/0! | #DIV/0! | 0 | #N/A |  |  |  | #DIV/0! | [7 empty] | 0 | 0 |  |  |  | 0 |  | 1 | 1
| Niassa | SANGA | SANGA | CS 7 De Setembro | [5 empty] | PH | MoH | SP | 21822.5901 |  | 1 | 1 | <8 h | Collection & Delivery | Fixed & Outreach | [12 empty] | 1 | 1 | 0 | 0 | 0 | 0 | 1 | 150 | 150 | 0 | #DIV/0! | 0 | #DIV/0! | #DIV/0! | 0 | 0 | 0 | 0 | 0 | 0 | 150 | 150 | 0 | #DIV/0! | #DIV/0! | 0 | #N/A |  |  |  | #DIV/0! | [7 empty] | 0 | 0 |  |  |  | 0 |  | 1 | 1
| Niassa | SANGA | SANGA | CS Mbagarila | [5 empty] | PH | MoH | SP | 2583.7552 |  | 1 | 1 | <8 h | Collection & Delivery | Fixed & Outreach | [12 empty] | 1 | 0 | 0 | 0 | 0 | 0 | 1 | 24 | 8 | 0 | #DIV/0! | 0 | #DIV/0! | #DIV/0! | 1 | 0 | 0 | 0 | 0 | 1 | 0 | 0 | 0 | #DIV/0! | #DIV/0! | 0 | #N/A |  |  |  | #DIV/0! | [7 empty] | 0 | 0 |  |  |  | 0 |  | 1 | 1
| Niassa | SANGA | SANGA | CS Nacawale | [5 empty] | PH | MoH | SP | 2061.5068 |  | 1 | 1 | <8 h | Collection & Delivery | Fixed & Outreach | [12 empty] | 1 | 0 | 0 | 0 | 0 | 0 | 1 | 24 | 8 | 0 | #DIV/0! | 0 | #DIV/0! | #DIV/0! | 1 | 0 | 0 | 0 | 0 | 1 | 0 | 0 | 0 | #DIV/0! | #DIV/0! | 0 | #N/A |  |  |  | #DIV/0! | [7 empty] | 0 | 0 |  |  |  | 0 |  | 1 | 1
| Niassa | SANGA | SANGA | CS Unango-Velho | [5 empty] | PH | MoH | SP | 3030.1781 |  | 1 | 1 | <8 h | Collection & Delivery | Fixed & Outreach | [12 empty] | 1 | 1 | 0 | 0 | 0 | 0 | 1 | 55.5 | 0 | 0 | #DIV/0! | 0 | #DIV/0! | #DIV/0! | 0 | 0 | 0 | 0 | 0 | 0 | 55.5 | 0 | 0 | #DIV/0! | #DIV/0! | 0 | #N/A |  |  |  | #DIV/0! | [7 empty] | 0 | 0 |  |  |  | 0 |  | 1 | 1
| Nampula | NAMPULA | NAMPULA | CS Mental | [5 empty] | PH | MoH | SP | 20009 |  | 1 | 1 | <8 h | Collection & Delivery | Fixed & Outreach | [12 empty] | 0 | 0 | 0 | 0 | 0 | 0 | 0 | 0 | 0 | 0 | #DIV/0! | 0 | #DIV/0! | #DIV/0! | 0 | 0 | 0 | 0 | 0 | 0 | 0 | 0 | 0 | Extens_Solar | #DIV/0! | 0 | #N/A |  |  |  | 0 | [7 empty] | 0 | 0 |  |  |  | 0 |  | 1 | 1
| Nampula | NAMPULA | NAMPULA | CS A. H.Psiquiatric | [5 empty] | PH | MoH | SP | 71531 |  | 1 | 1 | <8 h | Collection & Delivery | Fixed & Outreach | [12 empty] | 1 | 1 | 0 | 0 | 0 | 0 | 1 | 48 | 0 | 0 | #DIV/0! | 0 | #DIV/0! | #DIV/0! | 0 | 0 | 0 | 0 | 0 | 0 | 48 | 0 | 0 | #DIV/0! | #DIV/0! | 0 | #N/A |  |  |  | #DIV/0! | [7 empty] | 0 | 0 |  |  |  | 0 |  | 1 | 1
| Nampula | NAMPULA | NAMPULA | CS de Penitenciaria | [5 empty] | PH | MoH | SP | 18457 |  | 1 | 1 | <8 h | Collection & Delivery | Fixed & Outreach | [12 empty] | 0 | 0 | 0 | 0 | 0 | 0 | 0 | 0 | 0 | 0 | #DIV/0! | 0 | #DIV/0! | #DIV/0! | 0 | 0 | 0 | 0 | 0 | 0 | 0 | 0 | 0 | Extens_Solar | #DIV/0! | 0 | #N/A |  |  |  | 0 | [7 empty] | 0 | 0 |  |  |  | 0 |  | 1 | 1
| Nampula | NAMPULA | NAMPULA | Cs de OTM | [5 empty] | PH | MoH | SP | 18051 |  | 1 | 1 | <8 h | Collection & Delivery | Fixed & Outreach | [12 empty] | 0 | 0 | 0 | 0 | 0 | 0 | 0 | 0 | 0 | 0 | #DIV/0! | 0 | #DIV/0! | #DIV/0! | 0 | 0 | 0 | 0 | 0 | 0 | 0 | 0 | 0 | Extens_Solar | #DIV/0! | 0 | #N/A |  |  |  | 0 | [7 empty] | 0 | 0 |  |  |  | 0 |  | 1 | 1
| Nampula | ERATI | ERATI | CS Intuto | [5 empty] | PH | MoH | SP | 16891.735 |  | 1 | 1 | <8 h | Collection & Delivery | Fixed & Outreach | [12 empty] | 1 | 1 | 0 | 0 | 0 | 0 | 1 | 20 | 34.3 | 0 | #DIV/0! | 0 | #DIV/0! | #DIV/0! | 0 | 0 | 0 | 0 | 1 | 1 | 0 | 0 | 0 | #DIV/0! | #DIV/0! | 0 | #N/A |  |  |  | #DIV/0! | [7 empty] | 0 | 0 |  |  |  | 0 |  | 1 | 1
| Nampula | LALAUA | LALAUA | CS Lurio | [5 empty] | PH | MoH | SP | 10666.2383 |  | 1 | 1 | <8 h | Collection & Delivery | Fixed & Outreach | [12 empty] | 1 | 1 | 0 | 0 | 0 | 0 | 1 | 20 | 34.3 | 0 | #DIV/0! | 0 | #DIV/0! | #DIV/0! | 0 | 0 | 0 | 0 | 1 | 1 | 0 | 0 | 0 | #DIV/0! | #DIV/0! | 0 | #N/A |  |  |  | #DIV/0! | [7 empty] | 0 | 0 |  |  |  | 0 |  | 1 | 1
| Nampula | LALAUA | LALAUA | CS Mululi | [5 empty] | PH | MoH | SP | 8834.4911 |  | 1 | 1 | <8 h | Collection & Delivery | Fixed & Outreach | [12 empty] | 1 | 1 | 0 | 0 | 0 | 0 | 1 | 20 | 34.3 | 0 | #DIV/0! | 0 | #DIV/0! | #DIV/0! | 0 | 0 | 0 | 0 | 1 | 1 | 0 | 0 | 0 | #DIV/0! | #DIV/0! | 0 | #N/A |  |  |  | #DIV/0! | [7 empty] | 0 | 0 |  |  |  | 0 |  | 1 | 1
| Nampula | LALAUA | LALAUA | CS Naculue | [5 empty] | PH | MoH | SP | 13034.6338 |  | 1 | 1 | <8 h | Collection & Delivery | Fixed & Outreach | [12 empty] | 0 | 0 | 0 | 0 | 0 | 0 | 0 | 0 | 0 | 0 | #DIV/0! | 0 | #DIV/0! | #DIV/0! | 0 | 0 | 0 | 0 | 0 | 0 | 0 | 0 | 0 | Extens_Solar | #DIV/0! | 0 | #N/A |  |  |  | 0 | [7 empty] | 0 | 0 |  |  |  | 0 |  | 1 | 1
| Nampula | LALAUA | LALAUA | CS Namige | [5 empty] | PH | MoH | SP | 14471.6484 |  | 1 | 1 | <8 h | Collection & Delivery | Fixed & Outreach | [12 empty] | 1 | 1 | 0 | 0 | 0 | 0 | 1 | 36 | 34.3 | 0 | #DIV/0! | 0 | #DIV/0! | #DIV/0! | 0 | 0 | 0 | 0 | 0 | 0 | 36 | 34.3 | 0 | #DIV/0! | #DIV/0! | 0 | #N/A |  |  |  | #DIV/0! | [7 empty] | 0 | 0 |  |  |  | 0 |  | 1 | 1
| Nampula | LARDE | LARDE | CS Mucuali | [5 empty] | PH | MoH | SP | 23223.4336 |  | 1 | 1 | <8 h | Collection & Delivery | Fixed & Outreach | [12 empty] | 1 | 1 | 0 | 0 | 0 | 0 | 1 | 36 | 34.3 | 0 | #DIV/0! | 0 | #DIV/0! | #DIV/0! | 0 | 0 | 0 | 0 | 0 | 0 | 36 | 34.3 | 0 | #DIV/0! | #DIV/0! | 0 | #N/A |  |  |  | #DIV/0! | [7 empty] | 0 | 0 |  |  |  | 0 |  | 1 | 1
| Nampula | LARDE | LARDE | CS Cotocuane | [5 empty] | PH | MoH | SP | 4745.2496 |  | 1 | 1 | <8 h | Collection & Delivery | Fixed & Outreach | [12 empty] | 0 | 0 | 0 | 0 | 0 | 0 | 0 | 0 | 0 | 0 | #DIV/0! | 0 | #DIV/0! | #DIV/0! | 0 | 0 | 0 | 0 | 0 | 0 | 0 | 0 | 0 | Extens_Solar | #DIV/0! | 0 | #N/A |  |  |  | 0 | [7 empty] | 0 | 0 |  |  |  | 0 |  | 1 | 1
| Nampula | LARDE | LARDE | CS Moneia | [5 empty] | PH | MoH | SP | 5053.5169 |  | 1 | 1 | <8 h | Collection & Delivery | Fixed & Outreach | [12 empty] | 1 | 1 | 0 | 0 | 0 | 0 | 1 | 36 | 34.3 | 0 | #DIV/0! | 0 | #DIV/0! | #DIV/0! | 0 | 0 | 0 | 0 | 0 | 0 | 36 | 34.3 | 0 | #DIV/0! | #DIV/0! | 0 | #N/A |  |  |  | #DIV/0! | [7 empty] | 0 | 0 |  |  |  | 0 |  | 1 | 1
| Nampula | LARDE | LARDE | PS Najaca | [5 empty] | PH | MoH | SP | 4836.414 |  | 1 | 1 | <8 h | Collection & Delivery | Fixed & Outreach | [12 empty] | 0 | 0 | 0 | 0 | 0 | 0 | 0 | 0 | 0 | 0 | #DIV/0! | 0 | #DIV/0! | #DIV/0! | 0 | 0 | 0 | 0 | 0 | 0 | 0 | 0 | 0 | Extens_Solar | #DIV/0! | 0 | #N/A |  |  |  | 0 | [7 empty] | 0 | 0 |  |  |  | 0 |  | 1 | 1
| Nampula | LIUPO | LIUPO | CS Mecucune | [5 empty] | PH | MoH | SP | 17600.374 |  | 1 | 1 | <8 h | Collection & Delivery | Fixed & Outreach | [12 empty] | 1 | 1 | 0 | 0 | 0 | 0 | 1 | 36 | 34.3 | 0 | #DIV/0! | 0 | #DIV/0! | #DIV/0! | 0 | 0 | 0 | 0 | 0 | 0 | 36 | 34.3 | 0 | #DIV/0! | #DIV/0! | 0 | #N/A |  |  |  | #DIV/0! | [7 empty] | 0 | 0 |  |  |  | 0 |  | 1 | 1
| Nampula | LIUPO | LIUPO | CS Mocone | [5 empty] | PH | MoH | SP | 14403.0401 |  | 1 | 1 | <8 h | Collection & Delivery | Fixed & Outreach | [12 empty] | 0 | 0 | 0 | 0 | 0 | 0 | 0 | 0 | 0 | 0 | #DIV/0! | 0 | #DIV/0! | #DIV/0! | 0 | 0 | 0 | 0 | 0 | 0 | 0 | 0 | 0 | Extens_Solar | #DIV/0! | 0 | #N/A |  |  |  | 0 | [7 empty] | 0 | 0 |  |  |  | 0 |  | 1 | 1
| Nampula | MALEMA | MALEMA | CS Niona | [5 empty] | PH | MoH | SP | 4455.779 |  | 1 | 1 | <8 h | Collection & Delivery | Fixed & Outreach | [12 empty] | 1 | 1 | 0 | 0 | 0 | 0 | 1 | 36 | 34.3 | 0 | #DIV/0! | 0 | #DIV/0! | #DIV/0! | 0 | 0 | 0 | 0 | 0 | 0 | 36 | 34.3 | 0 | #DIV/0! | #DIV/0! | 0 | #N/A |  |  |  | #DIV/0! | [7 empty] | 0 | 0 |  |  |  | 0 |  | 1 | 1
| Nampula | MECONTA | MECONTA | CS Corrane | [5 empty] | PH | MoH | SP | 33738.3578 |  | 1 | 1 | <8 h | Collection & Delivery | Fixed & Outreach | [12 empty] | 1 | 1 | 0 | 0 | 0 | 0 | 1 | 80.5 | 0 | 0 | #DIV/0! | 0 | #DIV/0! | #DIV/0! | 0 | 0 | 0 | 0 | 0 | 0 | 80.5 | 0 | 0 | #DIV/0! | #DIV/0! | 0 | #N/A |  |  |  | #DIV/0! | [7 empty] | 0 | 0 |  |  |  | 0 |  | 1 | 1
| Nampula | MECONTA | MECONTA | CS Meconta | [5 empty] | PH | MoH | SP | 45731.6494 |  | 1 | 1 | <8 h | Collection & Delivery | Fixed & Outreach | [12 empty] | 1 | 1 | 0 | 0 | 0 | 0 | 1 | 80.5 | 0 | 0 | #DIV/0! | 0 | #DIV/0! | #DIV/0! | 0 | 0 | 0 | 0 | 0 | 0 | 80.5 | 0 | 0 | #DIV/0! | #DIV/0! | 0 | #N/A |  |  |  | #DIV/0! | [7 empty] | 0 | 0 |  |  |  | 0 |  | 1 | 1
| Nampula | MEMBA | MEMBA | CS Nivale | [5 empty] | PH | MoH | SP | 18091.1582 |  | 1 | 1 | <8 h | Collection & Delivery | Fixed & Outreach | [12 empty] | 1 | 1 | 0 | 0 | 0 | 0 | 1 | 20 | 34.3 | 0 | #DIV/0! | 0 | #DIV/0! | #DIV/0! | 0 | 0 | 0 | 0 | 1 | 1 | 0 | 0 | 0 | #DIV/0! | #DIV/0! | 0 | #N/A |  |  |  | #DIV/0! | [7 empty] | 0 | 0 |  |  |  | 0 |  | 1 | 1
| Nampula | MEMBA | MEMBA | CS Cava | [5 empty] | PH | MoH | SP | 13170.3632 |  | 1 | 1 | <8 h | Collection & Delivery | Fixed & Outreach | [12 empty] | 1 | 1 | 0 | 0 | 0 | 0 | 1 | 20 | 34.3 | 0 | #DIV/0! | 0 | #DIV/0! | #DIV/0! | 0 | 0 | 0 | 0 | 1 | 1 | 0 | 0 | 0 | #DIV/0! | #DIV/0! | 0 | #N/A |  |  |  | #DIV/0! | [7 empty] | 0 | 0 |  |  |  | 0 |  | 1 | 1
| Nampula | MOGOVOLAS | MOGOVOLAS | CS Calipo | [5 empty] | PH | MoH | SP | 42242.9653 |  | 1 | 1 | <8 h | Collection & Delivery | Fixed & Outreach | [12 empty] | 1 | 1 | 0 | 0 | 0 | 0 | 1 | 20 | 34.3 | 0 | #DIV/0! | 0 | #DIV/0! | #DIV/0! | 0 | 0 | 0 | 0 | 1 | 1 | 0 | 0 | 0 | #DIV/0! | #DIV/0! | 0 | #N/A |  |  |  | #DIV/0! | [7 empty] | 0 | 0 |  |  |  | 0 |  | 1 | 1
| Nampula | MOGOVOLAS | MOGOVOLAS | CS Iuluti | [5 empty] | PH | MoH | SP | 63966.4151 |  | 1 | 1 | <8 h | Collection & Delivery | Fixed & Outreach | [12 empty] | 1 | 1 | 0 | 0 | 0 | 0 | 1 | 36 | 34.3 | 0 | #DIV/0! | 0 | #DIV/0! | #DIV/0! | 0 | 0 | 0 | 0 | 0 | 0 | 36 | 34.3 | 0 | #DIV/0! | #DIV/0! | 0 | #N/A |  |  |  | #DIV/0! | [7 empty] | 0 | 0 |  |  |  | 0 |  | 1 | 1
| Nampula | MOGOVOLAS | MOGOVOLAS | CS Tucua | [5 empty] | PH | MoH | SP | 28528.8275 |  | 1 | 1 | <8 h | Collection & Delivery | Fixed & Outreach | [12 empty] | 1 | 1 | 0 | 0 | 0 | 0 | 1 | 36 | 34.3 | 0 | #DIV/0! | 0 | #DIV/0! | #DIV/0! | 0 | 0 | 0 | 0 | 0 | 0 | 36 | 34.3 | 0 | #DIV/0! | #DIV/0! | 0 | #N/A |  |  |  | #DIV/0! | [7 empty] | 0 | 0 |  |  |  | 0 |  | 1 | 1
| Nampula | MONAPO | MONAPO | CS Carapira | [5 empty] | PH | MoH | SP | 34299.4419 |  | 1 | 1 | <8 h | Collection & Delivery | Fixed & Outreach | [12 empty] | 1 | 1 | 0 | 0 | 0 | 0 | 1 | 48 | 0 | 0 | #DIV/0! | 0 | #DIV/0! | #DIV/0! | 0 | 0 | 0 | 0 | 0 | 0 | 48 | 0 | 0 | #DIV/0! | #DIV/0! | 0 | #N/A |  |  |  | #DIV/0! | [7 empty] | 0 | 0 |  |  |  | 0 |  | 1 | 1
| Nampula | MONAPO | MONAPO | CS Metocheria | [5 empty] | PH | MoH | SP | 13363.5776 |  | 1 | 1 | <8 h | Collection & Delivery | Fixed & Outreach | [12 empty] | 1 | 1 | 0 | 0 | 0 | 0 | 1 | 36 | 4.8 | 0 | #DIV/0! | 0 | #DIV/0! | #DIV/0! | 0 | 0 | 0 | 0 | 0 | 0 | 36 | 4.8 | 0 | #DIV/0! | #DIV/0! | 0 | #N/A |  |  |  | #DIV/0! | [7 empty] | 0 | 0 |  |  |  | 0 |  | 1 | 1
| Nampula | MONAPO | MONAPO | CS Monapo Rio | [5 empty] | PH | MoH | SP | 33408.4741 |  | 1 | 1 | <8 h | Collection & Delivery | Fixed & Outreach | [12 empty] | 1 | 0 | 0 | 0 | 0 | 0 | 1 | 24 | 8 | 0 | #DIV/0! | 0 | #DIV/0! | #DIV/0! | 1 | 0 | 0 | 0 | 0 | 1 | 0 | 0 | 0 | #DIV/0! | #DIV/0! | 0 | #N/A |  |  |  | #DIV/0! | [7 empty] | 0 | 0 |  |  |  | 0 |  | 1 | 1
| Nampula | MONAPO | MONAPO | CS Muripotana | [5 empty] | PH | MoH | SP | 12918.0937 |  | 1 | 1 | <8 h | Collection & Delivery | Fixed & Outreach | [12 empty] | 1 | 1 | 0 | 0 | 0 | 0 | 1 | 36 | 34.3 | 0 | #DIV/0! | 0 | #DIV/0! | #DIV/0! | 0 | 0 | 0 | 0 | 0 | 0 | 36 | 34.3 | 0 | #DIV/0! | #DIV/0! | 0 | #N/A |  |  |  | #DIV/0! | [7 empty] | 0 | 0 |  |  |  | 0 |  | 1 | 1
| Nampula | MOSSURIL | MOSSURIL | CS Ampita | [5 empty] | PH | MoH | SP | 6243.3537 |  | 1 | 1 | <8 h | Collection & Delivery | Fixed & Outreach | [12 empty] | 1 | 1 | 0 | 0 | 0 | 0 | 1 | 55.5 | 0 | 0 | #DIV/0! | 0 | #DIV/0! | #DIV/0! | 0 | 0 | 0 | 0 | 0 | 0 | 55.5 | 0 | 0 | #DIV/0! | #DIV/0! | 0 | #N/A |  |  |  | #DIV/0! | [7 empty] | 0 | 0 |  |  |  | 0 |  | 1 | 1
| Nampula | MOSSURIL | MOSSURIL | CS Senhote | [5 empty] | PH | MoH | SP | 4826.0757 |  | 1 | 1 | <8 h | Collection & Delivery | Fixed & Outreach | [12 empty] | 1 | 1 | 0 | 0 | 0 | 0 | 1 | 36 | 34.3 | 0 | #DIV/0! | 0 | #DIV/0! | #DIV/0! | 0 | 0 | 0 | 0 | 0 | 0 | 36 | 34.3 | 0 | #DIV/0! | #DIV/0! | 0 | #N/A |  |  |  | #DIV/0! | [7 empty] | 0 | 0 |  |  |  | 0 |  | 1 | 1
| Nampula | MUECATE | MUECATE | CS Minicane | [5 empty] | PH | MoH | SP | 23161 |  | 1 | 1 | <8 h | Collection & Delivery | Fixed & Outreach | [12 empty] | 1 | 1 | 0 | 0 | 0 | 0 | 1 | 36 | 34.3 | 0 | #DIV/0! | 0 | #DIV/0! | #DIV/0! | 0 | 0 | 0 | 0 | 0 | 0 | 36 | 34.3 | 0 | #DIV/0! | #DIV/0! | 0 | #N/A |  |  |  | #DIV/0! | [7 empty] | 0 | 0 |  |  |  | 0 |  | 1 | 1
| Nampula | MURRUPULA | MURRUPULA | CS Mulhaniua | [5 empty] | PH | MoH | SP | 16563.7311 |  | 1 | 1 | <8 h | Collection & Delivery | Fixed & Outreach | [12 empty] | 1 | 1 | 0 | 0 | 0 | 0 | 1 | 36 | 34.3 | 0 | #DIV/0! | 0 | #DIV/0! | #DIV/0! | 0 | 0 | 0 | 0 | 0 | 0 | 36 | 34.3 | 0 | #DIV/0! | #DIV/0! | 0 | #N/A |  |  |  | #DIV/0! | [7 empty] | 0 | 0 |  |  |  | 0 |  | 1 | 1
| Nampula | MURRUPULA | MURRUPULA | CS Namilasse | [5 empty] | PH | MoH | SP | 14493.2647 |  | 1 | 1 | <8 h | Collection & Delivery | Fixed & Outreach | [12 empty] | 1 | 1 | 0 | 0 | 0 | 0 | 1 | 36 | 34.3 | 0 | #DIV/0! | 0 | #DIV/0! | #DIV/0! | 0 | 0 | 0 | 0 | 0 | 0 | 36 | 34.3 | 0 | #DIV/0! | #DIV/0! | 0 | #N/A |  |  |  | #DIV/0! | [7 empty] | 0 | 0 |  |  |  | 0 |  | 1 | 1
| Nampula | RAPALE | RAPALE | CS Mutivaze | [5 empty] | PH | MoH | SP | 13932.1805 |  | 1 | 1 | <8 h | Collection & Delivery | Fixed & Outreach | [12 empty] | 1 | 1 | 0 | 0 | 0 | 0 | 1 | 80.5 | 0 | 0 | #DIV/0! | 0 | #DIV/0! | #DIV/0! | 0 | 0 | 0 | 0 | 0 | 0 | 80.5 | 0 | 0 | #DIV/0! | #DIV/0! | 0 | #N/A |  |  |  | #DIV/0! | [7 empty] | 0 | 0 |  |  |  | 0 |  | 1 | 1
| Nampula | RAPALE | RAPALE | CS Nacuia | [5 empty] | PH | MoH | SP | 12418.0991 |  | 1 | 1 | <8 h | Collection & Delivery | Fixed & Outreach | [12 empty] | 0 | 0 | 0 | 0 | 0 | 0 | 0 | 0 | 0 | 0 | #DIV/0! | 0 | #DIV/0! | #DIV/0! | 0 | 0 | 0 | 0 | 0 | 0 | 0 | 0 | 0 | Extens_Solar | #DIV/0! | 0 | #N/A |  |  |  | 0 | [7 empty] | 0 | 0 |  |  |  | 0 |  | 1 | 1
| Nampula | RAPALE | RAPALE | CS Nacuca | [5 empty] | PH | MoH | SP | 15901.1442 |  | 1 | 1 | <8 h | Collection & Delivery | Fixed & Outreach | [12 empty] | 1 | 1 | 0 | 0 | 0 | 0 | 1 | 36 | 34.3 | 0 | #DIV/0! | 0 | #DIV/0! | #DIV/0! | 0 | 0 | 0 | 0 | 0 | 0 | 36 | 34.3 | 0 | #DIV/0! | #DIV/0! | 0 | #N/A |  |  |  | #DIV/0! | [7 empty] | 0 | 0 |  |  |  | 0 |  | 1 | 1
| Nampula | RIBAUE | RIBAUE | CS Lupi | [5 empty] | PH | MoH | SP | 54123 |  | 1 | 1 | <8 h | Collection & Delivery | Fixed & Outreach | [12 empty] | 1 | 1 | 0 | 0 | 0 | 0 | 1 | 36 | 34.3 | 0 | #DIV/0! | 0 | #DIV/0! | #DIV/0! | 0 | 0 | 0 | 0 | 0 | 0 | 36 | 34.3 | 0 | #DIV/0! | #DIV/0! | 0 | #N/A |  |  |  | #DIV/0! | [7 empty] | 0 | 0 |  |  |  | 0 |  | 1 | 1
| Cabo Delgado | ANCUABE | ANCUABE | CS Ancuabe | [5 empty] | PH | MoH | SP | 60473 |  | 1 | 1 | <8 h | Collection & Delivery | Fixed & Outreach | [12 empty] | 1 | 1 | 0 | 0 | 0 | 0 | 1 | 55.5 | 0 | 0 | #DIV/0! | 0 | #DIV/0! | #DIV/0! | 0 | 0 | 0 | 0 | 0 | 0 | 55.5 | 0 | 0 | #DIV/0! | #DIV/0! | 0 | #N/A |  |  |  | #DIV/0! | [7 empty] | 0 | 0 |  |  |  | 0 |  | 1 | 1
| Cabo Delgado | ANCUABE | ANCUABE | CS Ngura | [5 empty] | PH | MoH | SP | 37644 |  | 1 | 1 | <8 h | Collection & Delivery | Fixed & Outreach | [12 empty] | 1 | 1 | 0 | 0 | 0 | 0 | 1 | 20 | 34.3 | 0 | #DIV/0! | 0 | #DIV/0! | #DIV/0! | 0 | 0 | 0 | 0 | 1 | 1 | 0 | 0 | 0 | #DIV/0! | #DIV/0! | 0 | #N/A |  |  |  | #DIV/0! | [7 empty] | 0 | 0 |  |  |  | 0 |  | 1 | 1
| Cabo Delgado | CHIURE | CHIURE | CS Papa Francisco Marrupa | [5 empty] | PH | MoH | SP | 45365 |  | 1 | 1 | <8 h | Collection & Delivery | Fixed & Outreach | [12 empty] | 1 | 1 | 0 | 0 | 0 | 0 | 1 | 55.5 | 0 | 0 | #DIV/0! | 0 | #DIV/0! | #DIV/0! | 0 | 0 | 0 | 0 | 0 | 0 | 55.5 | 0 | 0 | #DIV/0! | #DIV/0! | 0 | #N/A |  |  |  | #DIV/0! | [7 empty] | 0 | 0 |  |  |  | 0 |  | 1 | 1
| Cabo Delgado | CIDADE DE PEMBA | CIDADE DE PEMBA | CS 18 de Outubro | [5 empty] | PH | MoH | SP | 57632 |  | 1 | 1 | <8 h | Collection & Delivery | Fixed & Outreach | [12 empty] | 1 | 1 | 0 | 0 | 0 | 0 | 1 | 20 | 34.3 | 0 | #DIV/0! | 0 | #DIV/0! | #DIV/0! | 0 | 0 | 0 | 0 | 1 | 1 | 0 | 0 | 0 | #DIV/0! | #DIV/0! | 0 | #N/A |  |  |  | #DIV/0! | [7 empty] | 0 | 0 |  |  |  | 0 |  | 1 | 1
| Cabo Delgado | CIDADE DE PEMBA | CIDADE DE PEMBA | CS Arco Iris | [5 empty] | PH | MoH | SP | 65195 |  | 1 | 1 | <8 h | Collection & Delivery | Fixed & Outreach | [12 empty] | 1 | 1 | 0 | 0 | 0 | 0 | 1 | 55.5 | 0 | 0 | #DIV/0! | 0 | #DIV/0! | #DIV/0! | 0 | 0 | 0 | 0 | 0 | 0 | 55.5 | 0 | 0 | #DIV/0! | #DIV/0! | 0 | #N/A |  |  |  | #DIV/0! | [7 empty] | 0 | 0 |  |  |  | 0 |  | 1 | 1
| Cabo Delgado | CIDADE DE PEMBA | CIDADE DE PEMBA | CS Maringanha | [5 empty] | PH | MoH | SP | 57402 |  | 1 | 1 | <8 h | Collection & Delivery | Fixed & Outreach | [12 empty] | 1 | 0 | 0 | 0 | 0 | 0 | 1 | 24 | 8 | 0 | #DIV/0! | 0 | #DIV/0! | #DIV/0! | 1 | 0 | 0 | 0 | 0 | 1 | 0 | 0 | 0 | #DIV/0! | #DIV/0! | 0 | #N/A |  |  |  | #DIV/0! | [7 empty] | 0 | 0 |  |  |  | 0 |  | 1 | 1
| Cabo Delgado | MACOMIA | MACOMIA | CS Mucojo | [5 empty] | PH | MoH | SP | 7844.8752 |  | 1 | 1 | <8 h | Collection & Delivery | Fixed & Outreach | [12 empty] | 0 | 0 | 0 | 0 | 0 | 0 | 0 | 0 | 0 | 0 | #DIV/0! | 0 | #DIV/0! | #DIV/0! | 0 | 0 | 0 | 0 | 0 | 0 | 0 | 0 | 0 | Extens_Solar | #DIV/0! | 0 | #N/A |  |  |  | 0 | [7 empty] | 0 | 0 |  |  |  | 0 |  | 1 | 1
| Cabo Delgado | MACOMIA | MACOMIA | CS Naunde | [5 empty] | PH | MoH | SP | 12277.9929 |  | 1 | 1 | <8 h | Collection & Delivery | Fixed & Outreach | [12 empty] | 0 | 0 | 0 | 0 | 0 | 0 | 0 | 0 | 0 | 0 | #DIV/0! | 0 | #DIV/0! | #DIV/0! | 0 | 0 | 0 | 0 | 0 | 0 | 0 | 0 | 0 | Extens_Solar | #DIV/0! | 0 | #N/A |  |  |  | 0 | [7 empty] | 0 | 0 |  |  |  | 0 |  | 1 | 1
| Cabo Delgado | MACOMIA | MACOMIA | CS Nguida | [5 empty] | PH | MoH | SP | 25581.1148 |  | 1 | 1 | <8 h | Collection & Delivery | Fixed & Outreach | [12 empty] | 0 | 0 | 0 | 0 | 0 | 0 | 0 | 0 | 0 | 0 | #DIV/0! | 0 | #DIV/0! | #DIV/0! | 0 | 0 | 0 | 0 | 0 | 0 | 0 | 0 | 0 | Extens_Solar | #DIV/0! | 0 | #N/A |  |  |  | 0 | [7 empty] | 0 | 0 |  |  |  | 0 |  | 1 | 1
| Cabo Delgado | MACOMIA | MACOMIA | CS Quaterajo | [5 empty] | PH | MoH | SP | 20459.2385 |  | 1 | 1 | <8 h | Collection & Delivery | Fixed & Outreach | [12 empty] | 0 | 0 | 0 | 0 | 0 | 0 | 0 | 0 | 0 | 0 | #DIV/0! | 0 | #DIV/0! | #DIV/0! | 0 | 0 | 0 | 0 | 0 | 0 | 0 | 0 | 0 | Extens_Solar | #DIV/0! | 0 | #N/A |  |  |  | 0 | [7 empty] | 0 | 0 |  |  |  | 0 |  | 1 | 1
| Cabo Delgado | MACOMIA | MACOMIA | PS Piquewe | [5 empty] | PH | MoH | SP | 10998.466 |  | 1 | 1 | <8 h | Collection & Delivery | Fixed & Outreach | [12 empty] | 0 | 0 | 0 | 0 | 0 | 0 | 0 | 0 | 0 | 0 | #DIV/0! | 0 | #DIV/0! | #DIV/0! | 0 | 0 | 0 | 0 | 0 | 0 | 0 | 0 | 0 | Extens_Solar | #DIV/0! | 0 | #N/A |  |  |  | 0 | [7 empty] | 0 | 0 |  |  |  | 0 |  | 1 | 1
| Cabo Delgado | MOCIMBOA DA PRAIA | MOCIMBOA DA PRAIA | CS Diaca | [5 empty] | PH | MoH | SP | 31377.6163 |  | 1 | 1 | <8 h | Collection & Delivery | Fixed & Outreach | [12 empty] | 1 | 1 | 0 | 0 | 0 | 0 | 1 | 60 | 12 | 0 | #DIV/0! | 0 | #DIV/0! | #DIV/0! | 0 | 0 | 0 | 0 | 0 | 0 | 60 | 12 | 0 | #DIV/0! | #DIV/0! | 0 | #N/A |  |  |  | #DIV/0! | [7 empty] | 0 | 0 |  |  |  | 0 |  | 1 | 1
| Cabo Delgado | MOCIMBOA DA PRAIA | MOCIMBOA DA PRAIA | CS Marere | [5 empty] | PH | MoH | SP | 10571.643 |  | 1 | 1 | <8 h | Collection & Delivery | Fixed & Outreach | [12 empty] | 1 | 1 | 0 | 0 | 0 | 0 | 1 | 55.5 | 0 | 0 | #DIV/0! | 0 | #DIV/0! | #DIV/0! | 0 | 0 | 0 | 0 | 0 | 0 | 55.5 | 0 | 0 | #DIV/0! | #DIV/0! | 0 | #N/A |  |  |  | #DIV/0! | [7 empty] | 0 | 0 |  |  |  | 0 |  | 1 | 1
| Cabo Delgado | MOCIMBOA DA PRAIA | MOCIMBOA DA PRAIA | HR Mocimboa da Praia | [5 empty] | PH | MoH | SP | 29454.5572 |  | 1 | 1 | <8 h | Collection & Delivery | Fixed & Outreach | [12 empty] | 0 | 0 | 0 | 0 | 0 | 0 | 0 | 0 | 0 | 0 | #DIV/0! | 0 | #DIV/0! | #DIV/0! | 0 | 0 | 0 | 0 | 0 | 0 | 0 | 0 | 0 | Extens_Solar | #DIV/0! | 0 | #N/A |  |  |  | 0 | [7 empty] | 0 | 0 |  |  |  | 0 |  | 1 | 1
| Cabo Delgado | MONTEPUEZ | MONTEPUEZ | CS Namahaca | [5 empty] | PH | MoH | SP | 12557 |  | 1 | 1 | <8 h | Collection & Delivery | Fixed & Outreach | [12 empty] | 1 | 1 | 0 | 0 | 0 | 0 | 1 | 80.5 | 0 | 0 | #DIV/0! | 0 | #DIV/0! | #DIV/0! | 0 | 0 | 0 | 0 | 0 | 0 | 80.5 | 0 | 0 | #DIV/0! | #DIV/0! | 0 | #N/A |  |  |  | #DIV/0! | [7 empty] | 0 | 0 |  |  |  | 0 |  | 1 | 1
| Cabo Delgado | MONTEPUEZ | MONTEPUEZ | CS Napai | [5 empty] | PH | MoH | SP | 9697 |  | 1 | 1 | <8 h | Collection & Delivery | Fixed & Outreach | [12 empty] | 1 | 0 | 0 | 0 | 0 | 0 | 1 | 24 | 8 | 0 | #DIV/0! | 0 | #DIV/0! | #DIV/0! | 1 | 0 | 0 | 0 | 0 | 1 | 0 | 0 | 0 | #DIV/0! | #DIV/0! | 0 | #N/A |  |  |  | #DIV/0! | [7 empty] | 0 | 0 |  |  |  | 0 |  | 1 | 1
| Cabo Delgado | MONTEPUEZ | MONTEPUEZ | CS Papa Francisco Nikwapa | [5 empty] | PH | MoH | SP | 35188.8727 |  | 1 | 1 | <8 h | Collection & Delivery | Fixed & Outreach | [12 empty] | 1 | 1 | 0 | 0 | 0 | 0 | 1 | 48 | 0 | 0 | #DIV/0! | 0 | #DIV/0! | #DIV/0! | 0 | 0 | 0 | 0 | 0 | 0 | 48 | 0 | 0 | #DIV/0! | #DIV/0! | 0 | #N/A |  |  |  | #DIV/0! | [7 empty] | 0 | 0 |  |  |  | 0 |  | 1 | 1
| Cabo Delgado | MUEDA | MUEDA | CS Mbuo | [5 empty] | PH | MoH | SP | 8937.8436 |  | 1 | 1 | <8 h | Collection & Delivery | Fixed & Outreach | [12 empty] | 1 | 1 | 0 | 0 | 0 | 0 | 1 | 55.5 | 0 | 0 | #DIV/0! | 0 | #DIV/0! | #DIV/0! | 0 | 0 | 0 | 0 | 0 | 0 | 55.5 | 0 | 0 | #DIV/0! | #DIV/0! | 0 | #N/A |  |  |  | #DIV/0! | [7 empty] | 0 | 0 |  |  |  | 0 |  | 1 | 1 | 2026
| Cabo Delgado | MUEDA | MUEDA | CS Nimo | [5 empty] | PH | MoH | SP | 11483.7063 |  | 1 | 1 | <8 h | Collection & Delivery | Fixed & Outreach | [12 empty] | 1 | 1 | 0 | 0 | 0 | 0 | 1 | 36 | 34.3 | 0 | #DIV/0! | 0 | #DIV/0! | #DIV/0! | 0 | 0 | 0 | 0 | 0 | 0 | 36 | 34.3 | 0 | #DIV/0! | #DIV/0! | 0 | #N/A |  |  |  | #DIV/0! | [7 empty] | 0 | 0 |  |  |  | 0 |  | 1 | 1 | 2027
[42 empty] | 0 | 0 | 0 | 0 | [5 empty] | 0 | [5 empty] | 0 | 0 |  |  |  | 0 | [7 empty] | 0 | 0 |  |  |  | 0 |  | 0 | 0
[42 empty] | 0 | 0 | 0 | 0 | [5 empty] | 0 | [5 empty] | 0 | 0 |  |  |  | 0 | [7 empty] | 0 | 0 |  |  |  | 0 |  | 0 | 0
[42 empty] | 0 | 0 | 0 | 0 | [5 empty] | 0 | [5 empty] | 0 | 0 |  |  |  | 0 | [7 empty] | 0 | 0 |  |  |  | 0 |  | 0 | 0
[42 empty] | 0 | 0 | 0 | 0 | [5 empty] | 0 | [5 empty] | 0 | 0 |  |  |  | 0 | [7 empty] | 0 | 0 |  |  |  | 0 |  | 0 | 0
[42 empty] | 0 | 0 | 0 | 0 | [5 empty] | 0 | [5 empty] | 0 | 0 |  |  |  | 0 | [7 empty] | 0 | 0 |  |  |  | 0 |  | 0 | 0
[42 empty] | 0 | 0 | 0 | 0 | [5 empty] | 0 | [5 empty] | 0 | 0 |  |  |  | 0 | [7 empty] | 0 | 0 |  |  |  | 0 |  | 0 | 0
[42 empty] | 0 | 0 | 0 | 0 | [5 empty] | 0 | [5 empty] | 0 | 0 |  |  |  | 0 | [7 empty] | 0 | 0 |  |  |  | 0 |  | 0 | 0
[42 empty] | 0 | 0 | 0 | 0 | [5 empty] | 0 | [5 empty] | 0 | 0 |  |  |  | 0 | [7 empty] | 0 | 0 |  |  |  | 0 |  | 0 | 0
[42 empty] | 0 | 0 | 0 | 0 | [5 empty] | 0 | [5 empty] | 0 | 0 |  |  |  | 0 | [7 empty] | 0 | 0 |  |  |  | 0 |  | 0 | 0
[42 empty] | 0 | 0 | 0 | 0 | [5 empty] | 0 | [5 empty] | 0 | 0 |  |  |  | 0 | [7 empty] | 0 | 0 |  |  |  | 0 |  | 0 | 0
[42 empty] | 0 | 0 | 0 | 0 | [5 empty] | 0 | [5 empty] | 0 | 0 |  |  |  | 0 | [7 empty] | 0 | 0 |  |  |  | 0 |  | 0 | 0
[42 empty] | 0 | 0 | 0 | 0 | [5 empty] | 0 | [5 empty] | 0 | 0 |  |  |  | 0 | [7 empty] | 0 | 0 |  |  |  | 0 |  | 0 | 0
[42 empty] | 0 | 0 | 0 | 0 | [5 empty] | 0 | [5 empty] | 0 | 0 |  |  |  | 0 | [7 empty] | 0 | 0 |  |  |  | 0 |  | 0 | 0
[42 empty] | 0 | 0 | 0 | 0 | [5 empty] | 0 | [5 empty] | 0 | 0 |  |  |  | 0 | [7 empty] | 0 | 0 |  |  |  | 0 |  | 0 | 0
[42 empty] | 0 | 0 | 0 | 0 | [5 empty] | 0 | [5 empty] | 0 | 0 |  |  |  | 0 | [7 empty] | 0 | 0 |  |  |  | 0 |  | 0 | 0
[42 empty] | 0 | 0 | 0 | 0 | [5 empty] | 0 | [5 empty] | 0 | 0 |  |  |  | 0 | [7 empty] | 0 | 0 |  |  |  | 0 |  | 0 | 0
[42 empty] | 0 | 0 | 0 | 0 | [5 empty] | 0 | [5 empty] | 0 | 0 |  |  |  | 0 | [7 empty] | 0 | 0 |  |  |  | 0 |  | 0 | 0
[42 empty] | 0 | 0 | 0 | 0 | [5 empty] | 0 | [5 empty] | 0 | 0 |  |  |  | 0 | [7 empty] | 0 | 0 |  |  |  | 0 |  | 0 | 0
[42 empty] | 0 | 0 | 0 | 0 | [5 empty] | 0 | [5 empty] | 0 | 0 |  |  |  | 0 | [7 empty] | 0 | 0 |  |  |  | 0 |  | 0 | 0
[42 empty] | 0 | 0 | 0 | 0 | [5 empty] | 0 | [5 empty] | 0 | 0 |  |  |  | 0 | [7 empty] | 0 | 0 |  |  |  | 0 |  | 0 | 0
[42 empty] | 0 | 0 | 0 | 0 | [5 empty] | 0 | [5 empty] | 0 | 0 |  |  |  | 0 | [7 empty] | 0 | 0 |  |  |  | 0 |  | 0 | 0
[42 empty] | 0 | 0 | 0 | 0 | [5 empty] | 0 | [5 empty] | 0 | 0 |  |  |  | 0 | [7 empty] | 0 | 0 |  |  |  | 0 |  | 0 | 0
[42 empty] | 0 | 0 | 0 | 0 | [5 empty] | 0 | [5 empty] | 0 | 0 |  |  |  | 0 | [7 empty] | 0 | 0 |  |  |  | 0 |  | 0 | 0
[42 empty] | 0 | 0 | 0 | 0 | [5 empty] | 0 | [5 empty] | 0 | 0 |  |  |  | 0 | [7 empty] | 0 | 0 |  |  |  | 0 |  | 0 | 0
[42 empty] | 0 | 0 | 0 | 0 | [5 empty] | 0 | [5 empty] | 0 | 0 |  |  |  | 0 | [7 empty] | 0 | 0 |  |  |  | 0 |  | 0 | 0
[42 empty] | 0 | 0 | 0 | 0 | [5 empty] | 0 | [5 empty] | 0 | 0 |  |  |  | 0 | [7 empty] | 0 | 0 |  |  |  | 0 |  | 0 | 0
[42 empty] | 0 | 0 | 0 | 0 | [5 empty] | 0 | [5 empty] | 0 | 0 |  |  |  | 0 | [7 empty] | 0 | 0 |  |  |  | 0 |  | 0 | 0
[42 empty] | 0 | 0 | 0 | 0 | [5 empty] | 0 | [5 empty] | 0 | 0 |  |  |  | 0 | [7 empty] | 0 | 0 |  |  |  | 0 |  | 0 | 0
[42 empty] | 0 | 0 | 0 | 0 | [5 empty] | 0 | [5 empty] | 0 | 0 |  |  |  | 0 | [7 empty] | 0 | 0 |  |  |  | 0 |  | 0 | 0
[42 empty] | 0 | 0 | 0 | 0 | [5 empty] | 0 | [5 empty] | 0 | 0 |  |  |  | 0 | [7 empty] | 0 | 0 |  |  |  | 0 |  | 0 | 0
[42 empty] | 0 | 0 | 0 | 0 | [5 empty] | 0 | [5 empty] | 0 | 0 |  |  |  | 0 | [7 empty] | 0 | 0 |  |  |  | 0 |  | 0 | 0
[42 empty] | 0 | 0 | 0 | 0 | [5 empty] | 0 | [5 empty] | 0 | 0 |  |  |  | 0 | [7 empty] | 0 | 0 |  |  |  | 0 |  | 0 | 0
[42 empty] | 0 | 0 | 0 | 0 | [5 empty] | 0 | [5 empty] | 0 | 0 |  |  |  | 0 | [7 empty] | 0 | 0 |  |  |  | 0 |  | 0 | 0
[42 empty] | 0 | 0 | 0 | 0 | [5 empty] | 0 | [5 empty] | 0 | 0 |  |  |  | 0 | [7 empty] | 0 | 0 |  |  |  | 0 |  | 0 | 0
[42 empty] | 0 | 0 | 0 | 0 | [5 empty] | 0 | [5 empty] | 0 | 0 |  |  |  | 0 | [7 empty] | 0 | 0 |  |  |  | 0 |  | 0 | 0
[42 empty] | 0 | 0 | 0 | 0 | [5 empty] | 0 | [5 empty] | 0 | 0 |  |  |  | 0 | [7 empty] | 0 | 0 |  |  |  | 0 |  | 0 | 0
[42 empty] | 0 | 0 | 0 | 0 | [5 empty] | 0 | [5 empty] | 0 | 0 |  |  |  | 0 | [7 empty] | 0 | 0 |  |  |  | 0 |  | 0 | 0
[42 empty] | 0 | 0 | 0 | 0 | [5 empty] | 0 | [5 empty] | 0 | 0 |  |  |  | 0 | [7 empty] | 0 | 0 |  |  |  | 0 |  | 0 | 0
[42 empty] | 0 | 0 | 0 | 0 | [5 empty] | 0 | [5 empty] | 0 | 0 |  |  |  | 0 | [7 empty] | 0 | 0 |  |  |  | 0 |  | 0 | 0
[42 empty] | 0 | 0 | 0 | 0 | [5 empty] | 0 | [5 empty] | 0 | 0 |  |  |  | 0 | [7 empty] | 0 | 0 |  |  |  | 0 |  | 0 | 0
[42 empty] | 0 | 0 | 0 | 0 | [5 empty] | 0 | [5 empty] | 0 | 0 |  |  |  | 0 | [7 empty] | 0 | 0 |  |  |  | 0 |  | 0 | 0
[42 empty] | 0 | 0 | 0 | 0 | [5 empty] | 0 | [5 empty] | 0 | 0 |  |  |  | 0 | [7 empty] | 0 | 0 |  |  |  | 0 |  | 0 | 0
[42 empty] | 0 | 0 | 0 | 0 | [5 empty] | 0 | [5 empty] | 0 | 0 |  |  |  | 0 | [7 empty] | 0 | 0 |  |  |  | 0 |  | 0 | 0
[42 empty] | 0 | 0 | 0 | 0 | [5 empty] | 0 | [5 empty] | 0 | 0 |  |  |  | 0 | [7 empty] | 0 | 0 |  |  |  | 0 |  | 0 | 0
[42 empty] | 0 | 0 | 0 | 0 | [5 empty] | 0 | [5 empty] | 0 | 0 |  |  |  | 0 | [7 empty] | 0 | 0 |  |  |  | 0 |  | 0 | 0
[42 empty] | 0 | 0 | 0 | 0 | [5 empty] | 0 | [5 empty] | 0 | 0 |  |  |  | 0 | [7 empty] | 0 | 0 |  |  |  | 0 |  | 0 | 0
[42 empty] | 0 | 0 | 0 | 0 | [5 empty] | 0 | [5 empty] | 0 | 0 |  |  |  | 0 | [7 empty] | 0 | 0 |  |  |  | 0 |  | 0 | 0
[42 empty] | 0 | 0 | 0 | 0 | [5 empty] | 0 | [5 empty] | 0 | 0 |  |  |  | 0 | [7 empty] | 0 | 0 |  |  |  | 0 |  | 0 | 0
[42 empty] | 0 | 0 | 0 | 0 | [5 empty] | 0 | [5 empty] | 0 | 0 |  |  |  | 0 | [7 empty] | 0 | 0 |  |  |  | 0 |  | 0 | 0
[42 empty] | 0 | 0 | 0 | 0 | [5 empty] | 0 | [5 empty] | 0 | 0 |  |  |  | 0 | [7 empty] | 0 | 0 |  |  |  | 0 |  | 0 | 0
[42 empty] | 0 | 0 | 0 | 0 | [5 empty] | 0 | [5 empty] | 0 | 0 |  |  |  | 0 | [7 empty] | 0 | 0 |  |  |  | 0 |  | 0 | 0
[42 empty] | 0 | 0 | 0 | 0 | [5 empty] | 0 | [5 empty] | 0 | 0 |  |  |  | 0 | [7 empty] | 0 | 0 |  |  |  | 0 |  | 0 | 0
[42 empty] | 0 | 0 | 0 | 0 | [5 empty] | 0 | [5 empty] | 0 | 0 |  |  |  | 0 | [7 empty] | 0 | 0 |  |  |  | 0 |  | 0 | 0
[42 empty] | 0 | 0 | 0 | 0 | [5 empty] | 0 | [5 empty] | 0 | 0 |  |  |  | 0 | [7 empty] | 0 | 0 |  |  |  | 0 |  | 0 | 0
[42 empty] | 0 | 0 | 0 | 0 | [5 empty] | 0 | [5 empty] | 0 | 0 |  |  |  | 0 | [7 empty] | 0 | 0 |  |  |  | 0 |  | 0 | 0
[42 empty] | 0 | 0 | 0 | 0 | [5 empty] | 0 | [5 empty] | 0 | 0 |  |  |  | 0 | [7 empty] | 0 | 0 |  |  |  | 0 |  | 0 | 0
[42 empty] | 0 | 0 | 0 | 0 | [5 empty] | 0 | [5 empty] | 0 | 0 |  |  |  | 0 | [7 empty] | 0 | 0 |  |  |  | 0 |  | 0 | 0
[42 empty] | 0 | 0 | 0 | 0 | [5 empty] | 0 | [5 empty] | 0 | 0 |  |  |  | 0 | [7 empty] | 0 | 0 |  |  |  | 0 |  | 0 | 0
[42 empty] | 0 | 0 | 0 | 0 | [5 empty] | 0 | [5 empty] | 0 | 0 |  |  |  | 0 | [7 empty] | 0 | 0 |  |  |  | 0 |  | 0 | 0
[42 empty] | 0 | 0 | 0 | 0 | [5 empty] | 0 | [5 empty] | 0 | 0 |  |  |  | 0 | [7 empty] | 0 | 0 |  |  |  | 0 |  | 0 | 0
[42 empty] | 0 | 0 | 0 | 0 | [5 empty] | 0 | [5 empty] | 0 | 0 |  |  |  | 0 | [7 empty] | 0 | 0 |  |  |  | 0 |  | 0 | 0
[42 empty] | 0 | 0 | 0 | 0 | [5 empty] | 0 | [5 empty] | 0 | 0 |  |  |  | 0 | [7 empty] | 0 | 0 |  |  |  | 0 |  | 0 | 0
[42 empty] | 0 | 0 | 0 | 0 | [5 empty] | 0 | [5 empty] | 0 | 0 |  |  |  | 0 | [7 empty] | 0 | 0 |  |  |  | 0 |  | 0 | 0
[42 empty] | 0 | 0 | 0 | 0 | [5 empty] | 0 | [5 empty] | 0 | 0 |  |  |  | 0 | [7 empty] | 0 | 0 |  |  |  | 0 |  | 0 | 0
[42 empty] | 0 | 0 | 0 | 0 | [5 empty] | 0 | [5 empty] | 0 | 0 |  |  |  | 0 | [7 empty] | 0 | 0 |  |  |  | 0 |  | 0 | 0
[42 empty] | 0 | 0 | 0 | 0 | [5 empty] | 0 | [5 empty] | 0 | 0 |  |  |  | 0 | [7 empty] | 0 | 0 |  |  |  | 0 |  | 0 | 0
[42 empty] | 0 | 0 | 0 | 0 | [5 empty] | 0 | [5 empty] | 0 | 0 |  |  |  | 0 | [7 empty] | 0 | 0 |  |  |  | 0 |  | 0 | 0
[42 empty] | 0 | 0 | 0 | 0 | [5 empty] | 0 | [5 empty] | 0 | 0 |  |  |  | 0 | [7 empty] | 0 | 0 |  |  |  | 0 |  | 0 | 0
[42 empty] | 0 | 0 | 0 | 0 | [5 empty] | 0 | [5 empty] | 0 | 0 |  |  |  | 0 | [7 empty] | 0 | 0 |  |  |  | 0 |  | 0 | 0
[42 empty] | 0 | 0 | 0 | 0 | [5 empty] | 0 | [5 empty] | 0 | 0 |  |  |  | 0 | [7 empty] | 0 | 0 |  |  |  | 0 |  | 0 | 0
[42 empty] | 0 | 0 | 0 | 0 | [5 empty] | 0 | [5 empty] | 0 | 0 |  |  |  | 0 | [7 empty] | 0 | 0 |  |  |  | 0 |  | 0 | 0
[42 empty] | 0 | 0 | 0 | 0 | [5 empty] | 0 | [5 empty] | 0 | 0 |  |  |  | 0 | [7 empty] | 0 | 0 |  |  |  | 0 |  | 0 | 0
[42 empty] | 0 | 0 | 0 | 0 | [5 empty] | 0 | [5 empty] | 0 | 0 |  |  |  | 0 | [7 empty] | 0 | 0 |  |  |  | 0 |  | 0 | 0
[42 empty] | 0 | 0 | 0 | 0 | [5 empty] | 0 | [5 empty] | 0 | 0 |  |  |  | 0 | [7 empty] | 0 | 0 |  |  |  | 0 |  | 0 | 0
[42 empty] | 0 | 0 | 0 | 0 | [5 empty] | 0 | [5 empty] | 0 | 0 |  |  |  | 0 | [7 empty] | 0 | 0 |  |  |  | 0 |  | 0 | 0
[42 empty] | 0 | 0 | 0 | 0 | [5 empty] | 0 | [5 empty] | 0 | 0 |  |  |  | 0 | [7 empty] | 0 | 0 |  |  |  | 0 |  | 0 | 0
[42 empty] | 0 | 0 | 0 | 0 | [5 empty] | 0 | [5 empty] | 0 | 0 |  |  |  | 0 | [7 empty] | 0 | 0 |  |  |  | 0 |  | 0 | 0
[42 empty] | 0 | 0 | 0 | 0 | [5 empty] | 0 | [5 empty] | 0 | 0 |  |  |  | 0 | [7 empty] | 0 | 0 |  |  |  | 0 |  | 0 | 0
[42 empty] | 0 | 0 | 0 | 0 | [5 empty] | 0 | [5 empty] | 0 | 0 |  |  |  | 0 | [7 empty] | 0 | 0 |  |  |  | 0 |  | 0 | 0
[42 empty] | 0 | 0 | 0 | 0 | [5 empty] | 0 | [5 empty] | 0 | 0 |  |  |  | 0 | [7 empty] | 0 | 0 |  |  |  | 0 |  | 0 | 0
[42 empty] | 0 | 0 | 0 | 0 | [5 empty] | 0 | [5 empty] | 0 | 0 |  |  |  | 0 | [7 empty] | 0 | 0 |  |  |  | 0 |  | 0 | 0
[42 empty] | 0 | 0 | 0 | 0 | [5 empty] | 0 | [5 empty] | 0 | 0 |  |  |  | 0 | [7 empty] | 0 | 0 |  |  |  | 0 |  | 0 | 0
[42 empty] | 0 | 0 | 0 | 0 | [5 empty] | 0 | [5 empty] | 0 | 0 |  |  |  | 0 | [7 empty] | 0 | 0 |  |  |  | 0 |  | 0 | 0
[42 empty] | 0 | 0 | 0 | 0 | [5 empty] | 0 | [5 empty] | 0 | 0 |  |  |  | 0 | [7 empty] | 0 | 0 |  |  |  | 0 |  | 0 | 0
[42 empty] | 0 | 0 | 0 | 0 | [5 empty] | 0 | [5 empty] | 0 | 0 |  |  |  | 0 | [7 empty] | 0 | 0 |  |  |  | 0 |  | 0 | 0
[42 empty] | 0 | 0 | 0 | 0 | [5 empty] | 0 | [5 empty] | 0 | 0 |  |  |  | 0 | [7 empty] | 0 | 0 |  |  |  | 0 |  | 0 | 0
[42 empty] | 0 | 0 | 0 | 0 | [5 empty] | 0 | [5 empty] | 0 | 0 |  |  |  | 0 | [7 empty] | 0 | 0 |  |  |  | 0 |  | 0 | 0
[42 empty] | 0 | 0 | 0 | 0 | [5 empty] | 0 | [5 empty] | 0 | 0 |  |  |  | 0 | [7 empty] | 0 | 0 |  |  |  | 0 |  | 0 | 0
[42 empty] | 0 | 0 | 0 | 0 | [5 empty] | 0 | [5 empty] | 0 | 0 |  |  |  | 0 | [7 empty] | 0 | 0 |  |  |  | 0 |  | 0 | 0
[42 empty] | 0 | 0 | 0 | 0 | [5 empty] | 0 | [5 empty] | 0 | 0 |  |  |  | 0 | [7 empty] | 0 | 0 |  |  |  | 0 |  | 0 | 0
[42 empty] | 0 | 0 | 0 | 0 | [5 empty] | 0 | [5 empty] | 0 | 0 |  |  |  | 0 | [7 empty] | 0 | 0 |  |  |  | 0 |  | 0 | 0
[42 empty] | 0 | 0 | 0 | 0 | [5 empty] | 0 | [5 empty] | 0 | 0 |  |  |  | 0 | [7 empty] | 0 | 0 |  |  |  | 0 |  | 0 | 0
[42 empty] | 0 | 0 | 0 | 0 | [5 empty] | 0 | [5 empty] | 0 | 0 |  |  |  | 0 | [7 empty] | 0 | 0 |  |  |  | 0 |  | 0 | 0
[42 empty] | 0 | 0 | 0 | 0 | [5 empty] | 0 | [5 empty] | 0 | 0 |  |  |  | 0 | [7 empty] | 0 | 0 |  |  |  | 0 |  | 0 | 0
[42 empty] | 0 | 0 | 0 | 0 | [5 empty] | 0 | [5 empty] | 0 | 0 |  |  |  | 0 | [7 empty] | 0 | 0 |  |  |  | 0 |  | 0 | 0
[42 empty] | 0 | 0 | 0 | 0 | [5 empty] | 0 | [5 empty] | 0 | 0 |  |  |  | 0 | [7 empty] | 0 | 0 |  |  |  | 0 |  | 0 | 0
[42 empty] | 0 | 0 | 0 | 0 | [5 empty] | 0 | [5 empty] | 0 | 0 |  |  |  | 0 | [7 empty] | 0 | 0 |  |  |  | 0 |  | 0 | 0
[42 empty] | 0 | 0 | 0 | 0 | [5 empty] | 0 | [5 empty] | 0 | 0 |  |  |  | 0 | [7 empty] | 0 | 0 |  |  |  | 0 |  | 0 | 0
[42 empty] | 0 | 0 | 0 | 0 | [5 empty] | 0 | [5 empty] | 0 | 0 |  |  |  | 0 | [7 empty] | 0 | 0 |  |  |  | 0 |  | 0 | 0
[42 empty] | 0 | 0 | 0 | 0 | [5 empty] | 0 | [5 empty] | 0 | 0 |  |  |  | 0 | [7 empty] | 0 | 0 |  |  |  | 0 |  | 0 | 0
[42 empty] | 0 | 0 | 0 | 0 | [5 empty] | 0 | [5 empty] | 0 | 0 |  |  |  | 0 | [7 empty] | 0 | 0 |  |  |  | 0 |  | 0 | 0
[42 empty] | 0 | 0 | 0 | 0 | [5 empty] | 0 | [5 empty] | 0 | 0 |  |  |  | 0 | [7 empty] | 0 | 0 |  |  |  | 0 |  | 0 | 0
[42 empty] | 0 | 0 | 0 | 0 | [5 empty] | 0 | [5 empty] | 0 | 0 |  |  |  | 0 | [7 empty] | 0 | 0 |  |  |  | 0 |  | 0 | 0
[42 empty] | 0 | 0 | 0 | 0 | [5 empty] | 0 | [5 empty] | 0 | 0 |  |  |  | 0 | [7 empty] | 0 | 0 |  |  |  | 0 |  | 0 | 0
[42 empty] | 0 | 0 | 0 | 0 | [5 empty] | 0 | [5 empty] | 0 | 0 |  |  |  | 0 | [7 empty] | 0 | 0 |  |  |  | 0 |  | 0 | 0
[42 empty] | 0 | 0 | 0 | 0 | [5 empty] | 0 | [5 empty] | 0 | 0 |  |  |  | 0 | [7 empty] | 0 | 0 |  |  |  | 0 |  | 0 | 0
[42 empty] | 0 | 0 | 0 | 0 | [5 empty] | 0 | [5 empty] | 0 | 0 |  |  |  | 0 | [7 empty] | 0 | 0 |  |  |  | 0 |  | 0 | 0
[42 empty] | 0 | 0 | 0 | 0 | [5 empty] | 0 | [5 empty] | 0 | 0 |  |  |  | 0 | [7 empty] | 0 | 0 |  |  |  | 0 |  | 0 | 0
[42 empty] | 0 | 0 | 0 | 0 | [5 empty] | 0 | [5 empty] | 0 | 0 |  |  |  | 0 | [7 empty] | 0 | 0 |  |  |  | 0 |  | 0 | 0
[42 empty] | 0 | 0 | 0 | 0 | [5 empty] | 0 | [5 empty] | 0 | 0 |  |  |  | 0 | [7 empty] | 0 | 0 |  |  |  | 0 |  | 0 | 0
[42 empty] | 0 | 0 | 0 | 0 | [5 empty] | 0 | [5 empty] | 0 | 0 |  |  |  | 0 | [7 empty] | 0 | 0 |  |  |  | 0 |  | 0 | 0
[42 empty] | 0 | 0 | 0 | 0 | [5 empty] | 0 | [5 empty] | 0 | 0 |  |  |  | 0 | [7 empty] | 0 | 0 |  |  |  | 0 |  | 0 | 0
[42 empty] | 0 | 0 | 0 | 0 | [5 empty] | 0 | [5 empty] | 0 | 0 |  |  |  | 0 | [7 empty] | 0 | 0 |  |  |  | 0 |  | 0 | 0
[42 empty] | 0 | 0 | 0 | 0 | [5 empty] | 0 | [5 empty] | 0 | 0 |  |  |  | 0 | [7 empty] | 0 | 0 |  |  |  | 0 |  | 0 | 0
[42 empty] | 0 | 0 | 0 | 0 | [5 empty] | 0 | [5 empty] | 0 | 0 |  |  |  | 0 | [7 empty] | 0 | 0 |  |  |  | 0 |  | 0 | 0
[42 empty] | 0 | 0 | 0 | 0 | [5 empty] | 0 | [5 empty] | 0 | 0 |  |  |  | 0 | [7 empty] | 0 | 0 |  |  |  | 0 |  | 0 | 0
[42 empty] | 0 | 0 | 0 | 0 | [5 empty] | 0 | [5 empty] | 0 | 0 |  |  |  | 0 | [7 empty] | 0 | 0 |  |  |  | 0 |  | 0 | 0
[42 empty] | 0 | 0 | 0 | 0 | [5 empty] | 0 | [5 empty] | 0 | 0 |  |  |  | 0 | [7 empty] | 0 | 0 |  |  |  | 0 |  | 0 | 0
[42 empty] | 0 | 0 | 0 | 0 | [5 empty] | 0 | [5 empty] | 0 | 0 |  |  |  | 0 | [7 empty] | 0 | 0 |  |  |  | 0 |  | 0 | 0
[42 empty] | 0 | 0 | 0 | 0 | [5 empty] | 0 | [5 empty] | 0 | 0 |  |  |  | 0 | [7 empty] | 0 | 0 |  |  |  | 0 |  | 0 | 0
[42 empty] | 0 | 0 | 0 | 0 | [5 empty] | 0 | [5 empty] | 0 | 0 |  |  |  | 0 | [7 empty] | 0 | 0 |  |  |  | 0 |  | 0 | 0
[42 empty] | 0 | 0 | 0 | 0 | [5 empty] | 0 | [5 empty] | 0 | 0 |  |  |  | 0 | [7 empty] | 0 | 0 |  |  |  | 0 |  | 0 | 0
[42 empty] | 0 | 0 | 0 | 0 | [5 empty] | 0 | [5 empty] | 0 | 0 |  |  |  | 0 | [7 empty] | 0 | 0 |  |  |  | 0 |  | 0 | 0
[42 empty] | 0 | 0 | 0 | 0 | [5 empty] | 0 | [5 empty] | 0 | 0 |  |  |  | 0 | [7 empty] | 0 | 0 |  |  |  | 0 |  | 0 | 0
[42 empty] | 0 | 0 | 0 | 0 | [5 empty] | 0 | [5 empty] | 0 | 0 |  |  |  | 0 | [7 empty] | 0 | 0 |  |  |  | 0 |  | 0 | 0
[42 empty] | 0 | 0 | 0 | 0 | [5 empty] | 0 | [5 empty] | 0 | 0 |  |  |  | 0 | [7 empty] | 0 | 0 |  |  |  | 0 |  | 0 | 0
[42 empty] | 0 | 0 | 0 | 0 | [5 empty] | 0 | [5 empty] | 0 | 0 |  |  |  | 0 | [7 empty] | 0 | 0 |  |  |  | 0 |  | 0 | 0
[42 empty] | 0 | 0 | 0 | 0 | [5 empty] | 0 | [5 empty] | 0 | 0 |  |  |  | 0 | [7 empty] | 0 | 0 |  |  |  | 0 |  | 0 | 0
[42 empty] | 0 | 0 | 0 | 0 | [5 empty] | 0 | [5 empty] | 0 | 0 |  |  |  | 0 | [7 empty] | 0 | 0 |  |  |  | 0 |  | 0 | 0
[42 empty] | 0 | 0 | 0 | 0 | [5 empty] | 0 | [5 empty] | 0 | 0 |  |  |  | 0 | [7 empty] | 0 | 0 |  |  |  | 0 |  | 0 | 0
[42 empty] | 0 | 0 | 0 | 0 | [5 empty] | 0 | [5 empty] | 0 | 0 |  |  |  | 0 | [7 empty] | 0 | 0 |  |  |  | 0 |  | 0 | 0
[42 empty] | 0 | 0 | 0 | 0 | [5 empty] | 0 | [5 empty] | 0 | 0 |  |  |  | 0 | [7 empty] | 0 | 0 |  |  |  | 0 |  | 0 | 0
[42 empty] | 0 | 0 | 0 | 0 | [5 empty] | 0 | [5 empty] | 0 | 0 |  |  |  | 0 | [7 empty] | 0 | 0 |  |  |  | 0 |  | 0 | 0
[42 empty] | 0 | 0 | 0 | 0 | [5 empty] | 0 | [5 empty] | 0 | 0 |  |  |  | 0 | [7 empty] | 0 | 0 |  |  |  | 0 |  | 0 | 0
[42 empty] | 0 | 0 | 0 | 0 | [5 empty] | 0 | [5 empty] | 0 | 0 |  |  |  | 0 | [7 empty] | 0 | 0 |  |  |  | 0 |  | 0 | 0
[42 empty] | 0 | 0 | 0 | 0 | [5 empty] | 0 | [5 empty] | 0 | 0 |  |  |  | 0 | [7 empty] | 0 | 0 |  |  |  | 0 |  | 0 | 0
[42 empty] | 0 | 0 | 0 | 0 | [5 empty] | 0 | [5 empty] | 0 | 0 |  |  |  | 0 | [7 empty] | 0 | 0 |  |  |  | 0 |  | 0 | 0
[42 empty] | 0 | 0 | 0 | 0 | [5 empty] | 0 | [5 empty] | 0 | 0 |  |  |  | 0 | [7 empty] | 0 | 0 |  |  |  | 0 |  | 0 | 0
[42 empty] | 0 | 0 | 0 | 0 | [5 empty] | 0 | [5 empty] | 0 | 0 |  |  |  | 0 | [7 empty] | 0 | 0 |  |  |  | 0 |  | 0 | 0
[42 empty] | 0 | 0 | 0 | 0 | [5 empty] | 0 | [5 empty] | 0 | 0 |  |  |  | 0 | [7 empty] | 0 | 0 |  |  |  | 0 |  | 0 | 0
[42 empty] | 0 | 0 | 0 | 0 | [5 empty] | 0 | [5 empty] | 0 | 0 |  |  |  | 0 | [7 empty] | 0 | 0 |  |  |  | 0 |  | 0 | 0
[42 empty] | 0 | 0 | 0 | 0 | [5 empty] | 0 | [5 empty] | 0 | 0 |  |  |  | 0 | [7 empty] | 0 | 0 |  |  |  | 0 |  | 0 | 0
[42 empty] | 0 | 0 | 0 | 0 | [5 empty] | 0 | [5 empty] | 0 | 0 |  |  |  | 0 | [7 empty] | 0 | 0 |  |  |  | 0 |  | 0 | 0
[42 empty] | 0 | 0 | 0 | 0 | [5 empty] | 0 | [5 empty] | 0 | 0 |  |  |  | 0 | [7 empty] | 0 | 0 |  |  |  | 0 |  | 0 | 0
[42 empty] | 0 | 0 | 0 | 0 | [5 empty] | 0 | [5 empty] | 0 | 0 |  |  |  | 0 | [7 empty] | 0 | 0 |  |  |  | 0 |  | 0 | 0
[42 empty] | 0 | 0 | 0 | 0 | [5 empty] | 0 | [5 empty] | 0 | 0 |  |  |  | 0 | [7 empty] | 0 | 0 |  |  |  | 0 |  | 0 | 0
[42 empty] | 0 | 0 | 0 | 0 | [5 empty] | 0 | [5 empty] | 0 | 0 |  |  |  | 0 | [7 empty] | 0 | 0 |  |  |  | 0 |  | 0 | 0
[42 empty] | 0 | 0 | 0 | 0 | [5 empty] | 0 | [5 empty] | 0 | 0 |  |  |  | 0 | [7 empty] | 0 | 0 |  |  |  | 0 |  | 0 | 0
[42 empty] | 0 | 0 | 0 | 0 | [5 empty] | 0 | [5 empty] | 0 | 0 |  |  |  | 0 | [7 empty] | 0 | 0 |  |  |  | 0 |  | 0 | 0
[42 empty] | 0 | 0 | 0 | 0 | [5 empty] | 0 | [5 empty] | 0 | 0 |  |  |  | 0 | [7 empty] | 0 | 0 |  |  |  | 0 |  | 0 | 0
[42 empty] | 0 | 0 | 0 | 0 | [5 empty] | 0 | [5 empty] | 0 | 0 |  |  |  | 0 | [7 empty] | 0 | 0 |  |  |  | 0 |  | 0 | 0
[42 empty] | 0 | 0 | 0 | 0 | [5 empty] | 0 | [5 empty] | 0 | 0 |  |  |  | 0 | [7 empty] | 0 | 0 |  |  |  | 0 |  | 0 | 0
[42 empty] | 0 | 0 | 0 | 0 | [5 empty] | 0 | [5 empty] | 0 | 0 |  |  |  | 0 | [7 empty] | 0 | 0 |  |  |  | 0 |  | 0 | 0
[42 empty] | 0 | 0 | 0 | 0 | [5 empty] | 0 | [5 empty] | 0 | 0 |  |  |  | 0 | [7 empty] | 0 | 0 |  |  |  | 0 |  | 0 | 0
[42 empty] | 0 | 0 | 0 | 0 | [5 empty] | 0 | [5 empty] | 0 | 0 |  |  |  | 0 | [7 empty] | 0 | 0 |  |  |  | 0 |  | 0 | 0
[42 empty] | 0 | 0 | 0 | 0 | [5 empty] | 0 | [5 empty] | 0 | 0 |  |  |  | 0 | [7 empty] | 0 | 0 |  |  |  | 0 |  | 0 | 0
[42 empty] | 0 | 0 | 0 | 0 | [5 empty] | 0 | [5 empty] | 0 | 0 |  |  |  | 0 | [7 empty] | 0 | 0 |  |  |  | 0 |  | 0 | 0
[42 empty] | 0 | 0 | 0 | 0 | [5 empty] | 0 | [5 empty] | 0 | 0 |  |  |  | 0 | [7 empty] | 0 | 0 |  |  |  | 0 |  | 0 | 0
[42 empty] | 0 | 0 | 0 | 0 | [5 empty] | 0 | [5 empty] | 0 | 0 |  |  |  | 0 | [7 empty] | 0 | 0 |  |  |  | 0 |  | 0 | 0
[42 empty] | 0 | 0 | 0 | 0 | [5 empty] | 0 | [5 empty] | 0 | 0 |  |  |  | 0 | [7 empty] | 0 | 0 |  |  |  | 0 |  | 0 | 0
[42 empty] | 0 | 0 | 0 | 0 | [5 empty] | 0 | [5 empty] | 0 | 0 |  |  |  | 0 | [7 empty] | 0 | 0 |  |  |  | 0 |  | 0 | 0
[42 empty] | 0 | 0 | 0 | 0 | [5 empty] | 0 | [5 empty] | 0 | 0 |  |  |  | 0 | [7 empty] | 0 | 0 |  |  |  | 0 |  | 0 | 0
[42 empty] | 0 | 0 | 0 | 0 | [5 empty] | 0 | [5 empty] | 0 | 0 |  |  |  | 0 | [7 empty] | 0 | 0 |  |  |  | 0 |  | 0 | 0
[42 empty] | 0 | 0 | 0 | 0 | [5 empty] | 0 | [5 empty] | 0 | 0 |  |  |  | 0 | [7 empty] | 0 | 0 |  |  |  | 0 |  | 0 | 0
[42 empty] | 0 | 0 | 0 | 0 | [5 empty] | 0 | [5 empty] | 0 | 0 |  |  |  | 0 | [7 empty] | 0 | 0 |  |  |  | 0 |  | 0 | 0
[42 empty] | 0 | 0 | 0 | 0 | [5 empty] | 0 | [5 empty] | 0 | 0 |  |  |  | 0 | [7 empty] | 0 | 0 |  |  |  | 0 |  | 0 | 0
[42 empty] | 0 | 0 | 0 | 0 | [5 empty] | 0 | [5 empty] | 0 | 0 |  |  |  | 0 | [7 empty] | 0 | 0 |  |  |  | 0 |  | 0 | 0
[42 empty] | 0 | 0 | 0 | 0 | [5 empty] | 0 | [5 empty] | 0 | 0 |  |  |  | 0 | [7 empty] | 0 | 0 |  |  |  | 0 |  | 0 | 0
[42 empty] | 0 | 0 | 0 | 0 | [5 empty] | 0 | [5 empty] | 0 | 0 |  |  |  | 0 | [7 empty] | 0 | 0 |  |  |  | 0 |  | 0 | 0
[42 empty] | 0 | 0 | 0 | 0 | [5 empty] | 0 | [5 empty] | 0 | 0 |  |  |  | 0 | [7 empty] | 0 | 0 |  |  |  | 0 |  | 0 | 0
[42 empty] | 0 | 0 | 0 | 0 | [5 empty] | 0 | [5 empty] | 0 | 0 |  |  |  | 0 | [7 empty] | 0 | 0 |  |  |  | 0 |  | 0 | 0
[42 empty] | 0 | 0 | 0 | 0 | [5 empty] | 0 | [5 empty] | 0 | 0 |  |  |  | 0 | [7 empty] | 0 | 0 |  |  |  | 0 |  | 0 | 0
[42 empty] | 0 | 0 | 0 | 0 | [5 empty] | 0 | [5 empty] | 0 | 0 |  |  |  | 0 | [7 empty] | 0 | 0 |  |  |  | 0 |  | 0 | 0
[42 empty] | 0 | 0 | 0 | 0 | [5 empty] | 0 | [5 empty] | 0 | 0 |  |  |  | 0 | [7 empty] | 0 | 0 |  |  |  | 0 |  | 0 | 0
[42 empty] | 0 | 0 | 0 | 0 | [5 empty] | 0 | [5 empty] | 0 | 0 |  |  |  | 0 | [7 empty] | 0 | 0 |  |  |  | 0 |  | 0 | 0
[42 empty] | 0 | 0 | 0 | 0 | [5 empty] | 0 | [5 empty] | 0 | 0 |  |  |  | 0 | [7 empty] | 0 | 0 |  |  |  | 0 |  | 0 | 0
[42 empty] | 0 | 0 | 0 | 0 | [5 empty] | 0 | [5 empty] | 0 | 0 |  |  |  | 0 | [7 empty] | 0 | 0 |  |  |  | 0 |  | 0 | 0
[42 empty] | 0 | 0 | 0 | 0 | [5 empty] | 0 | [5 empty] | 0 | 0 |  |  |  | 0 | [7 empty] | 0 | 0 |  |  |  | 0 |  | 0 | 0
[42 empty] | 0 | 0 | 0 | 0 | [5 empty] | 0 | [5 empty] | 0 | 0 |  |  |  | 0 | [7 empty] | 0 | 0 |  |  |  | 0 |  | 0 | 0
[42 empty] | 0 | 0 | 0 | 0 | [5 empty] | 0 | [5 empty] | 0 | 0 |  |  |  | 0 | [7 empty] | 0 | 0 |  |  |  | 0 |  | 0 | 0
[42 empty] | 0 | 0 | 0 | 0 | [5 empty] | 0 | [5 empty] | 0 | 0 |  |  |  | 0 | [7 empty] | 0 | 0 |  |  |  | 0 |  | 0 | 0
[42 empty] | 0 | 0 | 0 | 0 | [5 empty] | 0 | [5 empty] | 0 | 0 |  |  |  | 0 | [7 empty] | 0 | 0 |  |  |  | 0 |  | 0 | 0
[42 empty] | 0 | 0 | 0 | 0 | [5 empty] | 0 | [5 empty] | 0 | 0 |  |  |  | 0 | [7 empty] | 0 | 0 |  |  |  | 0 |  | 0 | 0
[42 empty] | 0 | 0 | 0 | 0 | [5 empty] | 0 | [5 empty] | 0 | 0 |  |  |  | 0 | [7 empty] | 0 | 0 |  |  |  | 0 |  | 0 | 0
[42 empty] | 0 | 0 | 0 | 0 | [5 empty] | 0 | [5 empty] | 0 | 0 |  |  |  | 0 | [7 empty] | 0 | 0 |  |  |  | 0 |  | 0 | 0
[42 empty] | 0 | 0 | 0 | 0 | [5 empty] | 0 | [5 empty] | 0 | 0 |  |  |  | 0 | [7 empty] | 0 | 0 |  |  |  | 0 |  | 0 | 0
[42 empty] | 0 | 0 | 0 | 0 | [5 empty] | 0 | [5 empty] | 0 | 0 |  |  |  | 0 | [7 empty] | 0 | 0 |  |  |  | 0 |  | 0 | 0
[42 empty] | 0 | 0 | 0 | 0 | [5 empty] | 0 | [5 empty] | 0 | 0 |  |  |  | 0 | [7 empty] | 0 | 0 |  |  |  | 0 |  | 0 | 0
[42 empty] | 0 | 0 | 0 | 0 | [5 empty] | 0 | [5 empty] | 0 | 0 |  |  |  | 0 | [7 empty] | 0 | 0 |  |  |  | 0 |  | 0 | 0
[42 empty] | 0 | 0 | 0 | 0 | [5 empty] | 0 | [5 empty] | 0 | 0 |  |  |  | 0 | [7 empty] | 0 | 0 |  |  |  | 0 |  | 0 | 0
[42 empty] | 0 | 0 | 0 | 0 | [5 empty] | 0 | [5 empty] | 0 | 0 |  |  |  | 0 | [7 empty] | 0 | 0 |  |  |  | 0 |  | 0 | 0
[42 empty] | 0 | 0 | 0 | 0 | [5 empty] | 0 | [5 empty] | 0 | 0 |  |  |  | 0 | [7 empty] | 0 | 0 |  |  |  | 0 |  | 0 | 0
[42 empty] | 0 | 0 | 0 | 0 | [5 empty] | 0 | [5 empty] | 0 | 0 |  |  |  | 0 | [7 empty] | 0 | 0 |  |  |  | 0 |  | 0 | 0
[42 empty] | 0 | 0 | 0 | 0 | [5 empty] | 0 | [5 empty] | 0 | 0 |  |  |  | 0 | [7 empty] | 0 | 0 |  |  |  | 0 |  | 0 | 0
[42 empty] | 0 | 0 | 0 | 0 | [5 empty] | 0 | [5 empty] | 0 | 0 |  |  |  | 0 | [7 empty] | 0 | 0 |  |  |  | 0 |  | 0 | 0
[42 empty] | 0 | 0 | 0 | 0 | [5 empty] | 0 | [5 empty] | 0 | 0 |  |  |  | 0 | [7 empty] | 0 | 0 |  |  |  | 0 |  | 0 | 0
[42 empty] | 0 | 0 | 0 | 0 | [5 empty] | 0 | [5 empty] | 0 | 0 |  |  |  | 0 | [7 empty] | 0 | 0 |  |  |  | 0 |  | 0 | 0
[42 empty] | 0 | 0 | 0 | 0 | [5 empty] | 0 | [5 empty] | 0 | 0 |  |  |  | 0 | [7 empty] | 0 | 0 |  |  |  | 0 |  | 0 | 0
[42 empty] | 0 | 0 | 0 | 0 | [5 empty] | 0 | [5 empty] | 0 | 0 |  |  |  | 0 | [7 empty] | 0 | 0 |  |  |  | 0 |  | 0 | 0
[42 empty] | 0 | 0 | 0 | 0 | [5 empty] | 0 | [5 empty] | 0 | 0 |  |  |  | 0 | [7 empty] | 0 | 0 |  |  |  | 0 |  | 0 | 0
[42 empty] | 0 | 0 | 0 | 0 | [5 empty] | 0 | [5 empty] | 0 | 0 |  |  |  | 0 | [7 empty] | 0 | 0 |  |  |  | 0 |  | 0 | 0
[42 empty] | 0 | 0 | 0 | 0 | [5 empty] | 0 | [5 empty] | 0 | 0 |  |  |  | 0 | [7 empty] | 0 | 0 |  |  |  | 0 |  | 0 | 0
[42 empty] | 0 | 0 | 0 | 0 | [5 empty] | 0 | [5 empty] | 0 | 0 |  |  |  | 0 | [7 empty] | 0 | 0 |  |  |  | 0 |  | 0 | 0
[42 empty] | 0 | 0 | 0 | 0 | [5 empty] | 0 | [5 empty] | 0 | 0 |  |  |  | 0 | [7 empty] | 0 | 0 |  |  |  | 0 |  | 0 | 0
[42 empty] | 0 | 0 | 0 | 0 | [5 empty] | 0 | [5 empty] | 0 | 0 |  |  |  | 0 | [7 empty] | 0 | 0 |  |  |  | 0 |  | 0 | 0
[42 empty] | 0 | 0 | 0 | 0 | [5 empty] | 0 | [5 empty] | 0 | 0 |  |  |  | 0 | [7 empty] | 0 | 0 |  |  |  | 0 |  | 0 | 0
[42 empty] | 0 | 0 | 0 | 0 | [5 empty] | 0 | [5 empty] | 0 | 0 |  |  |  | 0 | [7 empty] | 0 | 0 |  |  |  | 0 |  | 0 | 0
[42 empty] | 0 | 0 | 0 | 0 | [5 empty] | 0 | [5 empty] | 0 | 0 |  |  |  | 0 | [7 empty] | 0 | 0 |  |  |  | 0 |  | 0 | 0
[42 empty] | 0 | 0 | 0 | 0 | [5 empty] | 0 | [5 empty] | 0 | 0 |  |  |  | 0 | [7 empty] | 0 | 0 |  |  |  | 0 |  | 0 | 0
[42 empty] | 0 | 0 | 0 | 0 | [5 empty] | 0 | [5 empty] | 0 | 0 |  |  |  | 0 | [7 empty] | 0 | 0 |  |  |  | 0 |  | 0 | 0
[42 empty] | 0 | 0 | 0 | 0 | [5 empty] | 0 | [5 empty] | 0 | 0 |  |  |  | 0 | [7 empty] | 0 | 0 |  |  |  | 0 |  | 0 | 0
[42 empty] | 0 | 0 | 0 | 0 | [5 empty] | 0 | [5 empty] | 0 | 0 |  |  |  | 0 | [7 empty] | 0 | 0 |  |  |  | 0 |  | 0 | 0
[42 empty] | 0 | 0 | 0 | 0 | [5 empty] | 0 | [5 empty] | 0 | 0 |  |  |  | 0 | [7 empty] | 0 | 0 |  |  |  | 0 |  | 0 | 0
[42 empty] | 0 | 0 | 0 | 0 | [5 empty] | 0 | [5 empty] | 0 | 0 |  |  |  | 0 | [7 empty] | 0 | 0 |  |  |  | 0 |  | 0 | 0
[42 empty] | 0 | 0 | 0 | 0 | [5 empty] | 0 | [5 empty] | 0 | 0 |  |  |  | 0 | [7 empty] | 0 | 0 |  |  |  | 0 |  | 0 | 0
[42 empty] | 0 | 0 | 0 | 0 | [5 empty] | 0 | [5 empty] | 0 | 0 |  |  |  | 0 | [7 empty] | 0 | 0 |  |  |  | 0 |  | 0 | 0
[42 empty] | 0 | 0 | 0 | 0 | [5 empty] | 0 | [5 empty] | 0 | 0 |  |  |  | 0 | [7 empty] | 0 | 0 |  |  |  | 0 |  | 0 | 0
[42 empty] | 0 | 0 | 0 | 0 | [5 empty] | 0 | [5 empty] | 0 | 0 |  |  |  | 0 | [7 empty] | 0 | 0 |  |  |  | 0 |  | 0 | 0
[42 empty] | 0 | 0 | 0 | 0 | [5 empty] | 0 | [5 empty] | 0 | 0 |  |  |  | 0 | [7 empty] | 0 | 0 |  |  |  | 0 |  | 0 | 0
[42 empty] | 0 | 0 | 0 | 0 | [5 empty] | 0 | [5 empty] | 0 | 0 |  |  |  | 0 | [7 empty] | 0 | 0 |  |  |  | 0 |  | 0 | 0
[42 empty] | 0 | 0 | 0 | 0 | [5 empty] | 0 | [5 empty] | 0 | 0 |  |  |  | 0 | [7 empty] | 0 | 0 |  |  |  | 0 |  | 0 | 0
[42 empty] | 0 | 0 | 0 | 0 | [5 empty] | 0 | [5 empty] | 0 | 0 |  |  |  | 0 | [7 empty] | 0 | 0 |  |  |  | 0 |  | 0 | 0
[42 empty] | 0 | 0 | 0 | 0 | [5 empty] | 0 | [5 empty] | 0 | 0 |  |  |  | 0 | [7 empty] | 0 | 0 |  |  |  | 0 |  | 0 | 0
[42 empty] | 0 | 0 | 0 | 0 | [5 empty] | 0 | [5 empty] | 0 | 0 |  |  |  | 0 | [7 empty] | 0 | 0 |  |  |  | 0 |  | 0 | 0
[42 empty] | 0 | 0 | 0 | 0 | [5 empty] | 0 | [5 empty] | 0 | 0 |  |  |  | 0 | [7 empty] | 0 | 0 |  |  |  | 0 |  | 0 | 0
[42 empty] | 0 | 0 | 0 | 0 | [5 empty] | 0 | [5 empty] | 0 | 0 |  |  |  | 0 | [7 empty] | 0 | 0 |  |  |  | 0 |  | 0 | 0
[42 empty] | 0 | 0 | 0 | 0 | [5 empty] | 0 | [5 empty] | 0 | 0 |  |  |  | 0 | [7 empty] | 0 | 0 |  |  |  | 0 |  | 0 | 0
[42 empty] | 0 | 0 | 0 | 0 | [5 empty] | 0 | [5 empty] | 0 | 0 |  |  |  | 0 | [7 empty] | 0 | 0 |  |  |  | 0 |  | 0 | 0
[42 empty] | 0 | 0 | 0 | 0 | [5 empty] | 0 | [5 empty] | 0 | 0 |  |  |  | 0 | [7 empty] | 0 | 0 |  |  |  | 0 |  | 0 | 0
[42 empty] | 0 | 0 | 0 | 0 | [5 empty] | 0 | [5 empty] | 0 | 0 |  |  |  | 0 | [7 empty] | 0 | 0 |  |  |  | 0 |  | 0 | 0
[42 empty] | 0 | 0 | 0 | 0 | [5 empty] | 0 | [5 empty] | 0 | 0 |  |  |  | 0 | [7 empty] | 0 | 0 |  |  |  | 0 |  | 0 | 0
[42 empty] | 0 | 0 | 0 | 0 | [5 empty] | 0 | [5 empty] | 0 | 0 |  |  |  | 0 | [7 empty] | 0 | 0 |  |  |  | 0 |  | 0 | 0
[42 empty] | 0 | 0 | 0 | 0 | [5 empty] | 0 | [5 empty] | 0 | 0 |  |  |  | 0 | [7 empty] | 0 | 0 |  |  |  | 0 |  | 0 | 0
[42 empty] | 0 | 0 | 0 | 0 | [5 empty] | 0 | [5 empty] | 0 | 0 |  |  |  | 0 | [7 empty] | 0 | 0 |  |  |  | 0 |  | 0 | 0
[42 empty] | 0 | 0 | 0 | 0 | [5 empty] | 0 | [5 empty] | 0 | 0 |  |  |  | 0 | [7 empty] | 0 | 0 |  |  |  | 0 |  | 0 | 0
[42 empty] | 0 | 0 | 0 | 0 | [5 empty] | 0 | [5 empty] | 0 | 0 |  |  |  | 0 | [7 empty] | 0 | 0 |  |  |  | 0 |  | 0 | 0
[42 empty] | 0 | 0 | 0 | 0 | [5 empty] | 0 | [5 empty] | 0 | 0 |  |  |  | 0 | [7 empty] | 0 | 0 |  |  |  | 0 |  | 0 | 0
[42 empty] | 0 | 0 | 0 | 0 | [5 empty] | 0 | [5 empty] | 0 | 0 |  |  |  | 0 | [7 empty] | 0 | 0 |  |  |  | 0 |  | 0 | 0
[42 empty] | 0 | 0 | 0 | 0 | [5 empty] | 0 | [5 empty] | 0 | 0 |  |  |  | 0 | [7 empty] | 0 | 0 |  |  |  | 0 |  | 0 | 0
[42 empty] | 0 | 0 | 0 | 0 | [5 empty] | 0 | [5 empty] | 0 | 0 |  |  |  | 0 | [7 empty] | 0 | 0 |  |  |  | 0 |  | 0 | 0
[42 empty] | 0 | 0 | 0 | 0 | [5 empty] | 0 | [5 empty] | 0 | 0 |  |  |  | 0 | [7 empty] | 0 | 0 |  |  |  | 0 |  | 0 | 0
[42 empty] | 0 | 0 | 0 | 0 | [5 empty] | 0 | [5 empty] | 0 | 0 |  |  |  | 0 | [7 empty] | 0 | 0 |  |  |  | 0 |  | 0 | 0
[42 empty] | 0 | 0 | 0 | 0 | [5 empty] | 0 | [5 empty] | 0 | 0 |  |  |  | 0 | [7 empty] | 0 | 0 |  |  |  | 0 |  | 0 | 0
[42 empty] | 0 | 0 | 0 | 0 | [5 empty] | 0 | [5 empty] | 0 | 0 |  |  |  | 0 | [7 empty] | 0 | 0 |  |  |  | 0 |  | 0 | 0
[42 empty] | 0 | 0 | 0 | 0 | [5 empty] | 0 | [5 empty] | 0 | 0 |  |  |  | 0 | [7 empty] | 0 | 0 |  |  |  | 0 |  | 0 | 0
[42 empty] | 0 | 0 | 0 | 0 | [5 empty] | 0 | [5 empty] | 0 | 0 |  |  |  | 0 | [7 empty] | 0 | 0 |  |  |  | 0 |  | 0 | 0
[42 empty] | 0 | 0 | 0 | 0 | [5 empty] | 0 | [5 empty] | 0 | 0 |  |  |  | 0 | [7 empty] | 0 | 0 |  |  |  | 0 |  | 0 | 0
[42 empty] | 0 | 0 | 0 | 0 | [5 empty] | 0 | [5 empty] | 0 | 0 |  |  |  | 0 | [7 empty] | 0 | 0 |  |  |  | 0 |  | 0 | 0
[42 empty] | 0 | 0 | 0 | 0 | [5 empty] | 0 | [5 empty] | 0 | 0 |  |  |  | 0 | [7 empty] | 0 | 0 |  |  |  | 0 |  | 0 | 0
[42 empty] | 0 | 0 | 0 | 0 | [5 empty] | 0 | [5 empty] | 0 | 0 |  |  |  | 0 | [7 empty] | 0 | 0 |  |  |  | 0 |  | 0 | 0
[42 empty] | 0 | 0 | 0 | 0 | [5 empty] | 0 | [5 empty] | 0 | 0 |  |  |  | 0 | [7 empty] | 0 | 0 |  |  |  | 0 |  | 0 | 0
[42 empty] | 0 | 0 | 0 | 0 | [5 empty] | 0 | [5 empty] | 0 | 0 |  |  |  | 0 | [7 empty] | 0 | 0 |  |  |  | 0 |  | 0 | 0
[42 empty] | 0 | 0 | 0 | 0 | [5 empty] | 0 | [5 empty] | 0 | 0 |  |  |  | 0 | [7 empty] | 0 | 0 |  |  |  | 0 |  | 0 | 0
[42 empty] | 0 | 0 | 0 | 0 | [5 empty] | 0 | [5 empty] | 0 | 0 |  |  |  | 0 | [7 empty] | 0 | 0 |  |  |  | 0 |  | 0 | 0
[42 empty] | 0 | 0 | 0 | 0 | [5 empty] | 0 | [5 empty] | 0 | 0 |  |  |  | 0 | [7 empty] | 0 | 0 |  |  |  | 0 |  | 0 | 0
[42 empty] | 0 | 0 | 0 | 0 | [5 empty] | 0 | [5 empty] | 0 | 0 |  |  |  | 0 | [7 empty] | 0 | 0 |  |  |  | 0 |  | 0 | 0
[42 empty] | 0 | 0 | 0 | 0 | [5 empty] | 0 | [5 empty] | 0 | 0 |  |  |  | 0 | [7 empty] | 0 | 0 |  |  |  | 0 |  | 0 | 0
[42 empty] | 0 | 0 | 0 | 0 | [5 empty] | 0 | [5 empty] | 0 | 0 |  |  |  | 0 | [7 empty] | 0 | 0 |  |  |  | 0 |  | 0 | 0
[42 empty] | 0 | 0 | 0 | 0 | [5 empty] | 0 | [5 empty] | 0 | 0 |  |  |  | 0 | [7 empty] | 0 | 0 |  |  |  | 0 |  | 0 | 0
[42 empty] | 0 | 0 | 0 | 0 | [5 empty] | 0 | [5 empty] | 0 | 0 |  |  |  | 0 | [7 empty] | 0 | 0 |  |  |  | 0 |  | 0 | 0
[42 empty] | 0 | 0 | 0 | 0 | [5 empty] | 0 | [5 empty] | 0 | 0 |  |  |  | 0 | [7 empty] | 0 | 0 |  |  |  | 0 |  | 0 | 0
[42 empty] | 0 | 0 | 0 | 0 | [5 empty] | 0 | [5 empty] | 0 | 0 |  |  |  | 0 | [7 empty] | 0 | 0 |  |  |  | 0 |  | 0 | 0
[42 empty] | 0 | 0 | 0 | 0 | [5 empty] | 0 | [5 empty] | 0 | 0 |  |  |  | 0 | [7 empty] | 0 | 0 |  |  |  | 0 |  | 0 | 0
[42 empty] | 0 | 0 | 0 | 0 | [5 empty] | 0 | [5 empty] | 0 | 0 |  |  |  | 0 | [7 empty] | 0 | 0 |  |  |  | 0 |  | 0 | 0
[42 empty] | 0 | 0 | 0 | 0 | [5 empty] | 0 | [5 empty] | 0 | 0 |  |  |  | 0 | [7 empty] | 0 | 0 |  |  |  | 0 |  | 0 | 0
[42 empty] | 0 | 0 | 0 | 0 | [5 empty] | 0 | [5 empty] | 0 | 0 |  |  |  | 0 | [7 empty] | 0 | 0 |  |  |  | 0 |  | 0 | 0
[42 empty] | 0 | 0 | 0 | 0 | [5 empty] | 0 | [5 empty] | 0 | 0 |  |  |  | 0 | [7 empty] | 0 | 0 |  |  |  | 0 |  | 0 | 0
[42 empty] | 0 | 0 | 0 | 0 | [5 empty] | 0 | [5 empty] | 0 | 0 |  |  |  | 0 | [7 empty] | 0 | 0 |  |  |  | 0 |  | 0 | 0
[42 empty] | 0 | 0 | 0 | 0 | [5 empty] | 0 | [5 empty] | 0 | 0 |  |  |  | 0 | [7 empty] | 0 | 0 |  |  |  | 0 |  | 0 | 0
[42 empty] | 0 | 0 | 0 | 0 | [5 empty] | 0 | [5 empty] | 0 | 0 |  |  |  | 0 | [7 empty] | 0 | 0 |  |  |  | 0 |  | 0 | 0
[42 empty] | 0 | 0 | 0 | 0 | [5 empty] | 0 | [5 empty] | 0 | 0 |  |  |  | 0 | [7 empty] | 0 | 0 |  |  |  | 0 |  | 0 | 0
[42 empty] | 0 | 0 | 0 | 0 | [5 empty] | 0 | [5 empty] | 0 | 0 |  |  |  | 0 | [7 empty] | 0 | 0 |  |  |  | 0 |  | 0 | 0
[42 empty] | 0 | 0 | 0 | 0 | [5 empty] | 0 | [5 empty] | 0 | 0 |  |  |  | 0 | [7 empty] | 0 | 0 |  |  |  | 0 |  | 0 | 0
[42 empty] | 0 | 0 | 0 | 0 | [5 empty] | 0 | [5 empty] | 0 | 0 |  |  |  | 0 | [7 empty] | 0 | 0 |  |  |  | 0 |  | 0 | 0
[42 empty] | 0 | 0 | 0 | 0 | [5 empty] | 0 | [5 empty] | 0 | 0 |  |  |  | 0 | [7 empty] | 0 | 0 |  |  |  | 0 |  | 0 | 0
[42 empty] | 0 | 0 | 0 | 0 | [5 empty] | 0 | [5 empty] | 0 | 0 |  |  |  | 0 | [7 empty] | 0 | 0 |  |  |  | 0 |  | 0 | 0
[42 empty] | 0 | 0 | 0 | 0 | [5 empty] | 0 | [5 empty] | 0 | 0 |  |  |  | 0 | [7 empty] | 0 | 0 |  |  |  | 0 |  | 0 | 0
[42 empty] | 0 | 0 | 0 | 0 | [5 empty] | 0 | [5 empty] | 0 | 0 |  |  |  | 0 | [7 empty] | 0 | 0 |  |  |  | 0 |  | 0 | 0
[42 empty] | 0 | 0 | 0 | 0 | [5 empty] | 0 | [5 empty] | 0 | 0 |  |  |  | 0 | [7 empty] | 0 | 0 |  |  |  | 0 |  | 0 | 0
[42 empty] | 0 | 0 | 0 | 0 | [5 empty] | 0 | [5 empty] | 0 | 0 |  |  |  | 0 | [7 empty] | 0 | 0 |  |  |  | 0 |  | 0 | 0
[42 empty] | 0 | 0 | 0 | 0 | [5 empty] | 0 | [5 empty] | 0 | 0 |  |  |  | 0 | [7 empty] | 0 | 0 |  |  |  | 0 |  | 0 | 0
[42 empty] | 0 | 0 | 0 | 0 | [5 empty] | 0 | [5 empty] | 0 | 0 |  |  |  | 0 | [7 empty] | 0 | 0 |  |  |  | 0 |  | 0 | 0
[42 empty] | 0 | 0 | 0 | 0 | [5 empty] | 0 | [5 empty] | 0 | 0 |  |  |  | 0 | [7 empty] | 0 | 0 |  |  |  | 0 |  | 0 | 0
[42 empty] | 0 | 0 | 0 | 0 | [5 empty] | 0 | [5 empty] | 0 | 0 |  |  |  | 0 | [7 empty] | 0 | 0 |  |  |  | 0 |  | 0 | 0
[42 empty] | 0 | 0 | 0 | 0 | [5 empty] | 0 | [5 empty] | 0 | 0 |  |  |  | 0 | [7 empty] | 0 | 0 |  |  |  | 0 |  | 0 | 0
[42 empty] | 0 | 0 | 0 | 0 | [5 empty] | 0 | [5 empty] | 0 | 0 |  |  |  | 0 | [7 empty] | 0 | 0 |  |  |  | 0 |  | 0 | 0
[42 empty] | 0 | 0 | 0 | 0 | [5 empty] | 0 | [5 empty] | 0 | 0 |  |  |  | 0 | [7 empty] | 0 | 0 |  |  |  | 0 |  | 0 | 0
[42 empty] | 0 | 0 | 0 | 0 | [5 empty] | 0 | [5 empty] | 0 | 0 |  |  |  | 0 | [7 empty] | 0 | 0 |  |  |  | 0 |  | 0 | 0
[42 empty] | 0 | 0 | 0 | 0 | [5 empty] | 0 | [5 empty] | 0 | 0 |  |  |  | 0 | [7 empty] | 0 | 0 |  |  |  | 0 |  | 0 | 0
[42 empty] | 0 | 0 | 0 | 0 | [5 empty] | 0 | [5 empty] | 0 | 0 |  |  |  | 0 | [7 empty] | 0 | 0 |  |  |  | 0 |  | 0 | 0
[42 empty] | 0 | 0 | 0 | 0 | [5 empty] | 0 | [5 empty] | 0 | 0 |  |  |  | 0 | [7 empty] | 0 | 0 |  |  |  | 0 |  | 0 | 0
[42 empty] | 0 | 0 | 0 | 0 | [5 empty] | 0 | [5 empty] | 0 | 0 |  |  |  | 0 | [7 empty] | 0 | 0 |  |  |  | 0 |  | 0 | 0
[42 empty] | 0 | 0 | 0 | 0 | [5 empty] | 0 | [5 empty] | 0 | 0 |  |  |  | 0 | [7 empty] | 0 | 0 |  |  |  | 0 |  | 0 | 0
[42 empty] | 0 | 0 | 0 | 0 | [5 empty] | 0 | [5 empty] | 0 | 0 |  |  |  | 0 | [7 empty] | 0 | 0 |  |  |  | 0 |  | 0 | 0
[42 empty] | 0 | 0 | 0 | 0 | [5 empty] | 0 | [5 empty] | 0 | 0 |  |  |  | 0 | [7 empty] | 0 | 0 |  |  |  | 0 |  | 0 | 0
[42 empty] | 0 | 0 | 0 | 0 | [5 empty] | 0 | [5 empty] | 0 | 0 |  |  |  | 0 | [7 empty] | 0 | 0 |  |  |  | 0 |  | 0 | 0
[42 empty] | 0 | 0 | 0 | 0 | [5 empty] | 0 | [5 empty] | 0 | 0 |  |  |  | 0 | [7 empty] | 0 | 0 |  |  |  | 0 |  | 0 | 0
[42 empty] | 0 | 0 | 0 | 0 | [5 empty] | 0 | [5 empty] | 0 | 0 |  |  |  | 0 | [7 empty] | 0 | 0 |  |  |  | 0 |  | 0 | 0
[42 empty] | 0 | 0 | 0 | 0 | [5 empty] | 0 | [5 empty] | 0 | 0 |  |  |  | 0 | [7 empty] | 0 | 0 |  |  |  | 0 |  | 0 | 0
[42 empty] | 0 | 0 | 0 | 0 | [5 empty] | 0 | [5 empty] | 0 | 0 |  |  |  | 0 | [7 empty] | 0 | 0 |  |  |  | 0 |  | 0 | 0
[42 empty] | 0 | 0 | 0 | 0 | [5 empty] | 0 | [5 empty] | 0 | 0 |  |  |  | 0 | [7 empty] | 0 | 0 |  |  |  | 0 |  | 0 | 0
[42 empty] | 0 | 0 | 0 | 0 | [5 empty] | 0 | [5 empty] | 0 | 0 |  |  |  | 0 | [7 empty] | 0 | 0 |  |  |  | 0 |  | 0 | 0
[42 empty] | 0 | 0 | 0 | 0 | [5 empty] | 0 | [5 empty] | 0 | 0 |  |  |  | 0 | [7 empty] | 0 | 0 |  |  |  | 0 |  | 0 | 0
[42 empty] | 0 | 0 | 0 | 0 | [5 empty] | 0 | [5 empty] | 0 | 0 |  |  |  | 0 | [7 empty] | 0 | 0 |  |  |  | 0 |  | 0 | 0
[42 empty] | 0 | 0 | 0 | 0 | [5 empty] | 0 | [5 empty] | 0 | 0 |  |  |  | 0 | [7 empty] | 0 | 0 |  |  |  | 0 |  | 0 | 0
[42 empty] | 0 | 0 | 0 | 0 | [5 empty] | 0 | [5 empty] | 0 | 0 |  |  |  | 0 | [7 empty] | 0 | 0 |  |  |  | 0 |  | 0 | 0
[42 empty] | 0 | 0 | 0 | 0 | [5 empty] | 0 | [5 empty] | 0 | 0 |  |  |  | 0 | [7 empty] | 0 | 0 |  |  |  | 0 |  | 0 | 0
[42 empty] | 0 | 0 | 0 | 0 | [5 empty] | 0 | [5 empty] | 0 | 0 |  |  |  | 0 | [7 empty] | 0 | 0 |  |  |  | 0 |  | 0 | 0
[42 empty] | 0 | 0 | 0 | 0 | [5 empty] | 0 | [5 empty] | 0 | 0 |  |  |  | 0 | [7 empty] | 0 | 0 |  |  |  | 0 |  | 0 | 0
[42 empty] | 0 | 0 | 0 | 0 | [5 empty] | 0 | [5 empty] | 0 | 0 |  |  |  | 0 | [7 empty] | 0 | 0 |  |  |  | 0 |  | 0 | 0
[42 empty] | 0 | 0 | 0 | 0 | [5 empty] | 0 | [5 empty] | 0 | 0 |  |  |  | 0 | [7 empty] | 0 | 0 |  |  |  | 0 |  | 0 | 0
[42 empty] | 0 | 0 | 0 | 0 | [5 empty] | 0 | [5 empty] | 0 | 0 |  |  |  | 0 | [7 empty] | 0 | 0 |  |  |  | 0 |  | 0 | 0
[42 empty] | 0 | 0 | 0 | 0 | [5 empty] | 0 | [5 empty] | 0 | 0 |  |  |  | 0 | [7 empty] | 0 | 0 |  |  |  | 0 |  | 0 | 0
[42 empty] | 0 | 0 | 0 | 0 | [5 empty] | 0 | [5 empty] | 0 | 0 |  |  |  | 0 | [7 empty] | 0 | 0 |  |  |  | 0 |  | 0 | 0
[42 empty] | 0 | 0 | 0 | 0 | [5 empty] | 0 | [5 empty] | 0 | 0 |  |  |  | 0 | [7 empty] | 0 | 0 |  |  |  | 0 |  | 0 | 0
[42 empty] | 0 | 0 | 0 | 0 | [5 empty] | 0 | [5 empty] | 0 | 0 |  |  |  | 0 | [7 empty] | 0 | 0 |  |  |  | 0 |  | 0 | 0
[42 empty] | 0 | 0 | 0 | 0 | [5 empty] | 0 | [5 empty] | 0 | 0 |  |  |  | 0 | [7 empty] | 0 | 0 |  |  |  | 0 |  | 0 | 0
[42 empty] | 0 | 0 | 0 | 0 | [5 empty] | 0 | [5 empty] | 0 | 0 |  |  |  | 0 | [7 empty] | 0 | 0 |  |  |  | 0 |  | 0 | 0
[42 empty] | 0 | 0 | 0 | 0 | [5 empty] | 0 | [5 empty] | 0 | 0 |  |  |  | 0 | [7 empty] | 0 | 0 |  |  |  | 0 |  | 0 | 0
[42 empty] | 0 | 0 | 0 | 0 | [5 empty] | 0 | [5 empty] | 0 | 0 |  |  |  | 0 | [7 empty] | 0 | 0 |  |  |  | 0 |  | 0 | 0
[42 empty] | 0 | 0 | 0 | 0 | [5 empty] | 0 | [5 empty] | 0 | 0 |  |  |  | 0 | [7 empty] | 0 | 0 |  |  |  | 0 |  | 0 | 0
[42 empty] | 0 | 0 | 0 | 0 | [5 empty] | 0 | [5 empty] | 0 | 0 |  |  |  | 0 | [7 empty] | 0 | 0 |  |  |  | 0 |  | 0 | 0
[42 empty] | 0 | 0 | 0 | 0 | [5 empty] | 0 | [5 empty] | 0 | 0 |  |  |  | 0 | [7 empty] | 0 | 0 |  |  |  | 0 |  | 0 | 0
[42 empty] | 0 | 0 | 0 | 0 | [5 empty] | 0 | [5 empty] | 0 | 0 |  |  |  | 0 | [7 empty] | 0 | 0 |  |  |  | 0 |  | 0 | 0
[42 empty] | 0 | 0 | 0 | 0 | [5 empty] | 0 | [5 empty] | 0 | 0 |  |  |  | 0 | [7 empty] | 0 | 0 |  |  |  | 0 |  | 0 | 0
[42 empty] | 0 | 0 | 0 | 0 | [5 empty] | 0 | [5 empty] | 0 | 0 |  |  |  | 0 | [7 empty] | 0 | 0 |  |  |  | 0 |  | 0 | 0
[42 empty] | 0 | 0 | 0 | 0 | [5 empty] | 0 | [5 empty] | 0 | 0 |  |  |  | 0 | [7 empty] | 0 | 0 |  |  |  | 0 |  | 0 | 0
[42 empty] | 0 | 0 | 0 | 0 | [5 empty] | 0 | [5 empty] | 0 | 0 |  |  |  | 0 | [7 empty] | 0 | 0 |  |  |  | 0 |  | 0 | 0
[42 empty] | 0 | 0 | 0 | 0 | [5 empty] | 0 | [5 empty] | 0 | 0 |  |  |  | 0 | [7 empty] | 0 | 0 |  |  |  | 0 |  | 0 | 0
[42 empty] | 0 | 0 | 0 | 0 | [5 empty] | 0 | [5 empty] | 0 | 0 |  |  |  | 0 | [7 empty] | 0 | 0 |  |  |  | 0 |  | 0 | 0
[42 empty] | 0 | 0 | 0 | 0 | [5 empty] | 0 | [5 empty] | 0 | 0 |  |  |  | 0 | [7 empty] | 0 | 0 |  |  |  | 0 |  | 0 | 0
[42 empty] | 0 | 0 | 0 | 0 | [5 empty] | 0 | [5 empty] | 0 | 0 |  |  |  | 0 | [7 empty] | 0 | 0 |  |  |  | 0 |  | 0 | 0
[42 empty] | 0 | 0 | 0 | 0 | [5 empty] | 0 | [5 empty] | 0 | 0 |  |  |  | 0 | [7 empty] | 0 | 0 |  |  |  | 0 |  | 0 | 0
[42 empty] | 0 | 0 | 0 | 0 | [5 empty] | 0 | [5 empty] | 0 | 0 |  |  |  | 0 | [7 empty] | 0 | 0 |  |  |  | 0 |  | 0 | 0
[42 empty] | 0 | 0 | 0 | 0 | [5 empty] | 0 | [5 empty] | 0 | 0 |  |  |  | 0 | [7 empty] | 0 | 0 |  |  |  | 0 |  | 0 | 0
[42 empty] | 0 | 0 | 0 | 0 | [5 empty] | 0 | [5 empty] | 0 | 0 |  |  |  | 0 | [7 empty] | 0 | 0 |  |  |  | 0 |  | 0 | 0
[42 empty] | 0 | 0 | 0 | 0 | [5 empty] | 0 | [5 empty] | 0 | 0 |  |  |  | 0 | [7 empty] | 0 | 0 |  |  |  | 0 |  | 0 | 0
[42 empty] | 0 | 0 | 0 | 0 | [5 empty] | 0 | [5 empty] | 0 | 0 |  |  |  | 0 | [7 empty] | 0 | 0 |  |  |  | 0 |  | 0 | 0
[42 empty] | 0 | 0 | 0 | 0 | [5 empty] | 0 | [5 empty] | 0 | 0 |  |  |  | 0 | [7 empty] | 0 | 0 |  |  |  | 0 |  | 0 | 0
[42 empty] | 0 | 0 | 0 | 0 | [5 empty] | 0 | [5 empty] | 0 | 0 |  |  |  | 0 | [7 empty] | 0 | 0 |  |  |  | 0 |  | 0 | 0
[42 empty] | 0 | 0 | 0 | 0 | [5 empty] | 0 | [5 empty] | 0 | 0 |  |  |  | 0 | [7 empty] | 0 | 0 |  |  |  | 0 |  | 0 | 0
[42 empty] | 0 | 0 | 0 | 0 | [5 empty] | 0 | [5 empty] | 0 | 0 |  |  |  | 0 | [7 empty] | 0 | 0 |  |  |  | 0 |  | 0 | 0
[42 empty] | 0 | 0 | 0 | 0 | [5 empty] | 0 | [5 empty] | 0 | 0 |  |  |  | 0 | [7 empty] | 0 | 0 |  |  |  | 0 |  | 0 | 0
[42 empty] | 0 | 0 | 0 | 0 | [5 empty] | 0 | [5 empty] | 0 | 0 |  |  |  | 0 | [7 empty] | 0 | 0 |  |  |  | 0 |  | 0 | 0
[42 empty] | 0 | 0 | 0 | 0 | [5 empty] | 0 | [5 empty] | 0 | 0 |  |  |  | 0 | [7 empty] | 0 | 0 |  |  |  | 0 |  | 0 | 0
[42 empty] | 0 | 0 | 0 | 0 | [5 empty] | 0 | [5 empty] | 0 | 0 |  |  |  | 0 | [7 empty] | 0 | 0 |  |  |  | 0 |  | 0 | 0
[42 empty] | 0 | 0 | 0 | 0 | [5 empty] | 0 | [5 empty] | 0 | 0 |  |  |  | 0 | [7 empty] | 0 | 0 |  |  |  | 0 |  | 0 | 0
[42 empty] | 0 | 0 | 0 | 0 | [5 empty] | 0 | [5 empty] | 0 | 0 |  |  |  | 0 | [7 empty] | 0 | 0 |  |  |  | 0 |  | 0 | 0
[42 empty] | 0 | 0 | 0 | 0 | [5 empty] | 0 | [5 empty] | 0 | 0 |  |  |  | 0 | [7 empty] | 0 | 0 |  |  |  | 0 |  | 0 | 0
[42 empty] | 0 | 0 | 0 | 0 | [5 empty] | 0 | [5 empty] | 0 | 0 |  |  |  | 0 | [7 empty] | 0 | 0 |  |  |  | 0 |  | 0 | 0
[42 empty] | 0 | 0 | 0 | 0 | [5 empty] | 0 | [5 empty] | 0 | 0 |  |  |  | 0 | [7 empty] | 0 | 0 |  |  |  | 0 |  | 0 | 0
[42 empty] | 0 | 0 | 0 | 0 | [5 empty] | 0 | [5 empty] | 0 | 0 |  |  |  | 0 | [7 empty] | 0 | 0 |  |  |  | 0 |  | 0 | 0
[42 empty] | 0 | 0 | 0 | 0 | [5 empty] | 0 | [5 empty] | 0 | 0 |  |  |  | 0 | [7 empty] | 0 | 0 |  |  |  | 0 |  | 0 | 0
[42 empty] | 0 | 0 | 0 | 0 | [5 empty] | 0 | [5 empty] | 0 | 0 |  |  |  | 0 | [7 empty] | 0 | 0 |  |  |  | 0 |  | 0 | 0
[42 empty] | 0 | 0 | 0 | 0 | [5 empty] | 0 | [5 empty] | 0 | 0 |  |  |  | 0 | [7 empty] | 0 | 0 |  |  |  | 0 |  | 0 | 0
[42 empty] | 0 | 0 | 0 | 0 | [5 empty] | 0 | [5 empty] | 0 | 0 |  |  |  | 0 | [7 empty] | 0 | 0 |  |  |  | 0 |  | 0 | 0
[42 empty] | 0 | 0 | 0 | 0 | [5 empty] | 0 | [5 empty] | 0 | 0 |  |  |  | 0 | [7 empty] | 0 | 0 |  |  |  | 0 |  | 0 | 0
[42 empty] | 0 | 0 | 0 | 0 | [5 empty] | 0 | [5 empty] | 0 | 0 |  |  |  | 0 | [7 empty] | 0 | 0 |  |  |  | 0 |  | 0 | 0
[42 empty] | 0 | 0 | 0 | 0 | [5 empty] | 0 | [5 empty] | 0 | 0 |  |  |  | 0 | [7 empty] | 0 | 0 |  |  |  | 0 |  | 0 | 0
[42 empty] | 0 | 0 | 0 | 0 | [5 empty] | 0 | [5 empty] | 0 | 0 |  |  |  | 0 | [7 empty] | 0 | 0 |  |  |  | 0 |  | 0 | 0
[42 empty] | 0 | 0 | 0 | 0 | [5 empty] | 0 | [5 empty] | 0 | 0 |  |  |  | 0 | [7 empty] | 0 | 0 |  |  |  | 0 |  | 0 | 0
[42 empty] | 0 | 0 | 0 | 0 | [5 empty] | 0 | [5 empty] | 0 | 0 |  |  |  | 0 | [7 empty] | 0 | 0 |  |  |  | 0 |  | 0 | 0
[42 empty] | 0 | 0 | 0 | 0 | [5 empty] | 0 | [5 empty] | 0 | 0 |  |  |  | 0 | [7 empty] | 0 | 0 |  |  |  | 0 |  | 0 | 0
[42 empty] | 0 | 0 | 0 | 0 | [5 empty] | 0 | [5 empty] | 0 | 0 |  |  |  | 0 | [7 empty] | 0 | 0 |  |  |  | 0 |  | 0 | 0
[42 empty] | 0 | 0 | 0 | 0 | [5 empty] | 0 | [5 empty] | 0 | 0 |  |  |  | 0 | [7 empty] | 0 | 0 |  |  |  | 0 |  | 0 | 0
[42 empty] | 0 | 0 | 0 | 0 | [5 empty] | 0 | [5 empty] | 0 | 0 |  |  |  | 0 | [7 empty] | 0 | 0 |  |  |  | 0 |  | 0 | 0
[42 empty] | 0 | 0 | 0 | 0 | [5 empty] | 0 | [5 empty] | 0 | 0 |  |  |  | 0 | [7 empty] | 0 | 0 |  |  |  | 0 |  | 0 | 0
[42 empty] | 0 | 0 | 0 | 0 | [5 empty] | 0 | [5 empty] | 0 | 0 |  |  |  | 0 | [7 empty] | 0 | 0 |  |  |  | 0 |  | 0 | 0
[42 empty] | 0 | 0 | 0 | 0 | [5 empty] | 0 | [5 empty] | 0 | 0 |  |  |  | 0 | [7 empty] | 0 | 0 |  |  |  | 0 |  | 0 | 0
[42 empty] | 0 | 0 | 0 | 0 | [5 empty] | 0 | [5 empty] | 0 | 0 |  |  |  | 0 | [7 empty] | 0 | 0 |  |  |  | 0 |  | 0 | 0
[42 empty] | 0 | 0 | 0 | 0 | [5 empty] | 0 | [5 empty] | 0 | 0 |  |  |  | 0 | [7 empty] | 0 | 0 |  |  |  | 0 |  | 0 | 0
[42 empty] | 0 | 0 | 0 | 0 | [5 empty] | 0 | [5 empty] | 0 | 0 |  |  |  | 0 | [7 empty] | 0 | 0 |  |  |  | 0 |  | 0 | 0
[42 empty] | 0 | 0 | 0 | 0 | [5 empty] | 0 | [5 empty] | 0 | 0 |  |  |  | 0 | [7 empty] | 0 | 0 |  |  |  | 0 |  | 0 | 0
[42 empty] | 0 | 0 | 0 | 0 | [5 empty] | 0 | [5 empty] | 0 | 0 |  |  |  | 0 | [7 empty] | 0 | 0 |  |  |  | 0 |  | 0 | 0
[42 empty] | 0 | 0 | 0 | 0 | [5 empty] | 0 | [5 empty] | 0 | 0 |  |  |  | 0 | [7 empty] | 0 | 0 |  |  |  | 0 |  | 0 | 0
[42 empty] | 0 | 0 | 0 | 0 | [5 empty] | 0 | [5 empty] | 0 | 0 |  |  |  | 0 | [7 empty] | 0 | 0 |  |  |  | 0 |  | 0 | 0
[42 empty] | 0 | 0 | 0 | 0 | [5 empty] | 0 | [5 empty] | 0 | 0 |  |  |  | 0 | [7 empty] | 0 | 0 |  |  |  | 0 |  | 0 | 0
[42 empty] | 0 | 0 | 0 | 0 | [5 empty] | 0 | [5 empty] | 0 | 0 |  |  |  | 0 | [7 empty] | 0 | 0 |  |  |  | 0 |  | 0 | 0
[42 empty] | 0 | 0 | 0 | 0 | [5 empty] | 0 | [5 empty] | 0 | 0 |  |  |  | 0 | [7 empty] | 0 | 0 |  |  |  | 0 |  | 0 | 0
[42 empty] | 0 | 0 | 0 | 0 | [5 empty] | 0 | [5 empty] | 0 | 0 |  |  |  | 0 | [7 empty] | 0 | 0 |  |  |  | 0 |  | 0 | 0
[42 empty] | 0 | 0 | 0 | 0 | [5 empty] | 0 | [5 empty] | 0 | 0 |  |  |  | 0 | [7 empty] | 0 | 0 |  |  |  | 0 |  | 0 | 0
[42 empty] | 0 | 0 | 0 | 0 | [5 empty] | 0 | [5 empty] | 0 | 0 |  |  |  | 0 | [7 empty] | 0 | 0 |  |  |  | 0 |  | 0 | 0
[42 empty] | 0 | 0 | 0 | 0 | [5 empty] | 0 | [5 empty] | 0 | 0 |  |  |  | 0 | [7 empty] | 0 | 0 |  |  |  | 0 |  | 0 | 0
[42 empty] | 0 | 0 | 0 | 0 | [5 empty] | 0 | [5 empty] | 0 | 0 |  |  |  | 0 | [7 empty] | 0 | 0 |  |  |  | 0 |  | 0 | 0
[42 empty] | 0 | 0 | 0 | 0 | [5 empty] | 0 | [5 empty] | 0 | 0 |  |  |  | 0 | [7 empty] | 0 | 0 |  |  |  | 0 |  | 0 | 0
[42 empty] | 0 | 0 | 0 | 0 | [5 empty] | 0 | [5 empty] | 0 | 0 |  |  |  | 0 | [7 empty] | 0 | 0 |  |  |  | 0 |  | 0 | 0
[42 empty] | 0 | 0 | 0 | 0 | [5 empty] | 0 | [5 empty] | 0 | 0 |  |  |  | 0 | [7 empty] | 0 | 0 |  |  |  | 0 |  | 0 | 0
[42 empty] | 0 | 0 | 0 | 0 | [5 empty] | 0 | [5 empty] | 0 | 0 |  |  |  | 0 | [7 empty] | 0 | 0 |  |  |  | 0 |  | 0 | 0
[42 empty] | 0 | 0 | 0 | 0 | [5 empty] | 0 | [5 empty] | 0 | 0 |  |  |  | 0 | [7 empty] | 0 | 0 |  |  |  | 0 |  | 0 | 0
[42 empty] | 0 | 0 | 0 | 0 | [5 empty] | 0 | [5 empty] | 0 | 0 |  |  |  | 0 | [7 empty] | 0 | 0 |  |  |  | 0 |  | 0 | 0
[42 empty] | 0 | 0 | 0 | 0 | [5 empty] | 0 | [5 empty] | 0 | 0 |  |  |  | 0 | [7 empty] | 0 | 0 |  |  |  | 0 |  | 0 | 0
[42 empty] | 0 | 0 | 0 | 0 | [5 empty] | 0 | [5 empty] | 0 | 0 |  |  |  | 0 | [7 empty] | 0 | 0 |  |  |  | 0 |  | 0 | 0
[42 empty] | 0 | 0 | 0 | 0 | [5 empty] | 0 | [5 empty] | 0 | 0 |  |  |  | 0 | [7 empty] | 0 | 0 |  |  |  | 0 |  | 0 | 0
[42 empty] | 0 | 0 | 0 | 0 | [5 empty] | 0 | [5 empty] | 0 | 0 |  |  |  | 0 | [7 empty] | 0 | 0 |  |  |  | 0 |  | 0 | 0
[42 empty] | 0 | 0 | 0 | 0 | [5 empty] | 0 | [5 empty] | 0 | 0 |  |  |  | 0 | [7 empty] | 0 | 0 |  |  |  | 0 |  | 0 | 0
[42 empty] | 0 | 0 | 0 | 0 | [5 empty] | 0 | [5 empty] | 0 | 0 |  |  |  | 0 | [7 empty] | 0 | 0 |  |  |  | 0 |  | 0 | 0
[42 empty] | 0 | 0 | 0 | 0 | [5 empty] | 0 | [5 empty] | 0 | 0 |  |  |  | 0 | [7 empty] | 0 | 0 |  |  |  | 0 |  | 0 | 0
[42 empty] | 0 | 0 | 0 | 0 | [5 empty] | 0 | [5 empty] | 0 | 0 |  |  |  | 0 | [7 empty] | 0 | 0 |  |  |  | 0 |  | 0 | 0
[42 empty] | 0 | 0 | 0 | 0 | [5 empty] | 0 | [5 empty] | 0 | 0 |  |  |  | 0 | [7 empty] | 0 | 0 |  |  |  | 0 |  | 0 | 0
[42 empty] | 0 | 0 | 0 | 0 | [5 empty] | 0 | [5 empty] | 0 | 0 |  |  |  | 0 | [7 empty] | 0 | 0 |  |  |  | 0 |  | 0 | 0
[42 empty] | 0 | 0 | 0 | 0 | [5 empty] | 0 | [5 empty] | 0 | 0 |  |  |  | 0 | [7 empty] | 0 | 0 |  |  |  | 0 |  | 0 | 0
[42 empty] | 0 | 0 | 0 | 0 | [5 empty] | 0 | [5 empty] | 0 | 0 |  |  |  | 0 | [7 empty] | 0 | 0 |  |  |  | 0 |  | 0 | 0
[42 empty] | 0 | 0 | 0 | 0 | [5 empty] | 0 | [5 empty] | 0 | 0 |  |  |  | 0 | [7 empty] | 0 | 0 |  |  |  | 0 |  | 0 | 0
[42 empty] | 0 | 0 | 0 | 0 | [5 empty] | 0 | [5 empty] | 0 | 0 |  |  |  | 0 | [7 empty] | 0 | 0 |  |  |  | 0 |  | 0 | 0
[42 empty] | 0 | 0 | 0 | 0 | [5 empty] | 0 | [5 empty] | 0 | 0 |  |  |  | 0 | [7 empty] | 0 | 0 |  |  |  | 0 |  | 0 | 0
[42 empty] | 0 | 0 | 0 | 0 | [5 empty] | 0 | [5 empty] | 0 | 0 |  |  |  | 0 | [7 empty] | 0 | 0 |  |  |  | 0 |  | 0 | 0
[42 empty] | 0 | 0 | 0 | 0 | [5 empty] | 0 | [5 empty] | 0 | 0 |  |  |  | 0 | [7 empty] | 0 | 0 |  |  |  | 0 |  | 0 | 0
[42 empty] | 0 | 0 | 0 | 0 | [5 empty] | 0 | [5 empty] | 0 | 0 |  |  |  | 0 | [7 empty] | 0 | 0 |  |  |  | 0 |  | 0 | 0
[42 empty] | 0 | 0 | 0 | 0 | [5 empty] | 0 | [5 empty] | 0 | 0 |  |  |  | 0 | [7 empty] | 0 | 0 |  |  |  | 0 |  | 0 | 0
[42 empty] | 0 | 0 | 0 | 0 | [5 empty] | 0 | [5 empty] | 0 | 0 |  |  |  | 0 | [7 empty] | 0 | 0 |  |  |  | 0 |  | 0 | 0
[42 empty] | 0 | 0 | 0 | 0 | [5 empty] | 0 | [5 empty] | 0 | 0 |  |  |  | 0 | [7 empty] | 0 | 0 |  |  |  | 0 |  | 0 | 0
[42 empty] | 0 | 0 | 0 | 0 | [5 empty] | 0 | [5 empty] | 0 | 0 |  |  |  | 0 | [7 empty] | 0 | 0 |  |  |  | 0 |  | 0 | 0
[42 empty] | 0 | 0 | 0 | 0 | [5 empty] | 0 | [5 empty] | 0 | 0 |  |  |  | 0 | [7 empty] | 0 | 0 |  |  |  | 0 |  | 0 | 0
[42 empty] | 0 | 0 | 0 | 0 | [5 empty] | 0 | [5 empty] | 0 | 0 |  |  |  | 0 | [7 empty] | 0 | 0 |  |  |  | 0 |  | 0 | 0
[42 empty] | 0 | 0 | 0 | 0 | [5 empty] | 0 | [5 empty] | 0 | 0 |  |  |  | 0 | [7 empty] | 0 | 0 |  |  |  | 0 |  | 0 | 0
[42 empty] | 0 | 0 | 0 | 0 | [5 empty] | 0 | [5 empty] | 0 | 0 |  |  |  | 0 | [7 empty] | 0 | 0 |  |  |  | 0 |  | 0 | 0
[42 empty] | 0 | 0 | 0 | 0 | [5 empty] | 0 | [5 empty] | 0 | 0 |  |  |  | 0 | [7 empty] | 0 | 0 |  |  |  | 0 |  | 0 | 0
[42 empty] | 0 | 0 | 0 | 0 | [5 empty] | 0 | [5 empty] | 0 | 0 |  |  |  | 0 | [7 empty] | 0 | 0 |  |  |  | 0 |  | 0 | 0
[42 empty] | 0 | 0 | 0 | 0 | [5 empty] | 0 | [5 empty] | 0 | 0 |  |  |  | 0 | [7 empty] | 0 | 0 |  |  |  | 0 |  | 0 | 0
[42 empty] | 0 | 0 | 0 | 0 | [5 empty] | 0 | [5 empty] | 0 | 0 |  |  |  | 0 | [7 empty] | 0 | 0 |  |  |  | 0 |  | 0 | 0
[42 empty] | 0 | 0 | 0 | 0 | [5 empty] | 0 | [5 empty] | 0 | 0 |  |  |  | 0 | [7 empty] | 0 | 0 |  |  |  | 0 |  | 0 | 0
[42 empty] | 0 | 0 | 0 | 0 | [5 empty] | 0 | [5 empty] | 0 | 0 |  |  |  | 0 | [7 empty] | 0 | 0 |  |  |  | 0 |  | 0 | 0
[42 empty] | 0 | 0 | 0 | 0 | [5 empty] | 0 | [5 empty] | 0 | 0 |  |  |  | 0 | [7 empty] | 0 | 0 |  |  |  | 0 |  | 0 | 0
[42 empty] | 0 | 0 | 0 | 0 | [5 empty] | 0 | [5 empty] | 0 | 0 |  |  |  | 0 | [7 empty] | 0 | 0 |  |  |  | 0 |  | 0 | 0
[42 empty] | 0 | 0 | 0 | 0 | [5 empty] | 0 | [5 empty] | 0 | 0 |  |  |  | 0 | [7 empty] | 0 | 0 |  |  |  | 0 |  | 0 | 0
[42 empty] | 0 | 0 | 0 | 0 | [5 empty] | 0 | [5 empty] | 0 | 0 |  |  |  | 0 | [7 empty] | 0 | 0 |  |  |  | 0 |  | 0 | 0
[42 empty] | 0 | 0 | 0 | 0 | [5 empty] | 0 | [5 empty] | 0 | 0 |  |  |  | 0 | [7 empty] | 0 | 0 |  |  |  | 0 |  | 0 | 0
[42 empty] | 0 | 0 | 0 | 0 | [5 empty] | 0 | [5 empty] | 0 | 0 |  |  |  | 0 | [7 empty] | 0 | 0 |  |  |  | 0 |  | 0 | 0
[42 empty] | 0 | 0 | 0 | 0 | [5 empty] | 0 | [5 empty] | 0 | 0 |  |  |  | 0 | [7 empty] | 0 | 0 |  |  |  | 0 |  | 0 | 0
[42 empty] | 0 | 0 | 0 | 0 | [5 empty] | 0 | [5 empty] | 0 | 0 |  |  |  | 0 | [7 empty] | 0 | 0 |  |  |  | 0 |  | 0 | 0
[42 empty] | 0 | 0 | 0 | 0 | [5 empty] | 0 | [5 empty] | 0 | 0 |  |  |  | 0 | [7 empty] | 0 | 0 |  |  |  | 0 |  | 0 | 0
[42 empty] | 0 | 0 | 0 | 0 | [5 empty] | 0 | [5 empty] | 0 | 0 |  |  |  | 0 | [7 empty] | 0 | 0 |  |  |  | 0 |  | 0 | 0
[42 empty] | 0 | 0 | 0 | 0 | [5 empty] | 0 | [5 empty] | 0 | 0 |  |  |  | 0 | [7 empty] | 0 | 0 |  |  |  | 0 |  | 0 | 0
[42 empty] | 0 | 0 | 0 | 0 | [5 empty] | 0 | [5 empty] | 0 | 0 |  |  |  | 0 | [7 empty] | 0 | 0 |  |  |  | 0 |  | 0 | 0
[42 empty] | 0 | 0 | 0 | 0 | [5 empty] | 0 | [5 empty] | 0 | 0 |  |  |  | 0 | [7 empty] | 0 | 0 |  |  |  | 0 |  | 0 | 0
[42 empty] | 0 | 0 | 0 | 0 | [5 empty] | 0 | [5 empty] | 0 | 0 |  |  |  | 0 | [7 empty] | 0 | 0 |  |  |  | 0 |  | 0 | 0
[42 empty] | 0 | 0 | 0 | 0 | [5 empty] | 0 | [5 empty] | 0 | 0 |  |  |  | 0 | [7 empty] | 0 | 0 |  |  |  | 0 |  | 0 | 0
[42 empty] | 0 | 0 | 0 | 0 | [5 empty] | 0 | [5 empty] | 0 | 0 |  |  |  | 0 | [7 empty] | 0 | 0 |  |  |  | 0 |  | 0 | 0
[42 empty] | 0 | 0 | 0 | 0 | [5 empty] | 0 | [5 empty] | 0 | 0 |  |  |  | 0 | [7 empty] | 0 | 0 |  |  |  | 0 |  | 0 | 0
[42 empty] | 0 | 0 | 0 | 0 | [5 empty] | 0 | [5 empty] | 0 | 0 |  |  |  | 0 | [7 empty] | 0 | 0 |  |  |  | 0 |  | 0 | 0
[42 empty] | 0 | 0 | 0 | 0 | [5 empty] | 0 | [5 empty] | 0 | 0 |  |  |  | 0 | [7 empty] | 0 | 0 |  |  |  | 0 |  | 0 | 0
[42 empty] | 0 | 0 | 0 | 0 | [5 empty] | 0 | [5 empty] | 0 | 0 |  |  |  | 0 | [7 empty] | 0 | 0 |  |  |  | 0 |  | 0 | 0
[42 empty] | 0 | 0 | 0 | 0 | [5 empty] | 0 | [5 empty] | 0 | 0 |  |  |  | 0 | [7 empty] | 0 | 0 |  |  |  | 0 |  | 0 | 0
[42 empty] | 0 | 0 | 0 | 0 | [5 empty] | 0 | [5 empty] | 0 | 0 |  |  |  | 0 | [7 empty] | 0 | 0 |  |  |  | 0 |  | 0 | 0
[42 empty] | 0 | 0 | 0 | 0 | [5 empty] | 0 | [5 empty] | 0 | 0 |  |  |  | 0 | [7 empty] | 0 | 0 |  |  |  | 0 |  | 0 | 0
[42 empty] | 0 | 0 | 0 | 0 | [5 empty] | 0 | [5 empty] | 0 | 0 |  |  |  | 0 | [7 empty] | 0 | 0 |  |  |  | 0 |  | 0 | 0
[42 empty] | 0 | 0 | 0 | 0 | [5 empty] | 0 | [5 empty] | 0 | 0 |  |  |  | 0 | [7 empty] | 0 | 0 |  |  |  | 0 |  | 0 | 0
[42 empty] | 0 | 0 | 0 | 0 | [5 empty] | 0 | [5 empty] | 0 | 0 |  |  |  | 0 | [7 empty] | 0 | 0 |  |  |  | 0 |  | 0 | 0
[42 empty] | 0 | 0 | 0 | 0 | [5 empty] | 0 | [5 empty] | 0 | 0 |  |  |  | 0 | [7 empty] | 0 | 0 |  |  |  | 0 |  | 0 | 0
[42 empty] | 0 | 0 | 0 | 0 | [5 empty] | 0 | [5 empty] | 0 | 0 |  |  |  | 0 | [7 empty] | 0 | 0 |  |  |  | 0 |  | 0 | 0
[42 empty] | 0 | 0 | 0 | 0 | [5 empty] | 0 | [5 empty] | 0 | 0 |  |  |  | 0 | [7 empty] | 0 | 0 |  |  |  | 0 |  | 0 | 0
[42 empty] | 0 | 0 | 0 | 0 | [5 empty] | 0 | [5 empty] | 0 | 0 |  |  |  | 0 | [7 empty] | 0 | 0 |  |  |  | 0 |  | 0 | 0
[42 empty] | 0 | 0 | 0 | 0 | [5 empty] | 0 | [5 empty] | 0 | 0 |  |  |  | 0 | [7 empty] | 0 | 0 |  |  |  | 0 |  | 0 | 0
[42 empty] | 0 | 0 | 0 | 0 | [5 empty] | 0 | [5 empty] | 0 | 0 |  |  |  | 0 | [7 empty] | 0 | 0 |  |  |  | 0 |  | 0 | 0
[42 empty] | 0 | 0 | 0 | 0 | [5 empty] | 0 | [5 empty] | 0 | 0 |  |  |  | 0 | [7 empty] | 0 | 0 |  |  |  | 0 |  | 0 | 0
[42 empty] | 0 | 0 | 0 | 0 | [5 empty] | 0 | [5 empty] | 0 | 0 |  |  |  | 0 | [7 empty] | 0 | 0 |  |  |  | 0 |  | 0 | 0
[42 empty] | 0 | 0 | 0 | 0 | [5 empty] | 0 | [5 empty] | 0 | 0 |  |  |  | 0 | [7 empty] | 0 | 0 |  |  |  | 0 |  | 0 | 0
[42 empty] | 0 | 0 | 0 | 0 | [5 empty] | 0 | [5 empty] | 0 | 0 |  |  |  | 0 | [7 empty] | 0 | 0 |  |  |  | 0 |  | 0 | 0
[42 empty] | 0 | 0 | 0 | 0 | [5 empty] | 0 | [5 empty] | 0 | 0 |  |  |  | 0 | [7 empty] | 0 | 0 |  |  |  | 0 |  | 0 | 0
[42 empty] | 0 | 0 | 0 | 0 | [5 empty] | 0 | [5 empty] | 0 | 0 |  |  |  | 0 | [7 empty] | 0 | 0 |  |  |  | 0 |  | 0 | 0
[42 empty] | 0 | 0 | 0 | 0 | [5 empty] | 0 | [5 empty] | 0 | 0 |  |  |  | 0 | [7 empty] | 0 | 0 |  |  |  | 0 |  | 0 | 0
[42 empty] | 0 | 0 | 0 | 0 | [5 empty] | 0 | [5 empty] | 0 | 0 |  |  |  | 0 | [7 empty] | 0 | 0 |  |  |  | 0 |  | 0 | 0
[42 empty] | 0 | 0 | 0 | 0 | [5 empty] | 0 | [5 empty] | 0 | 0 |  |  |  | 0 | [7 empty] | 0 | 0 |  |  |  | 0 |  | 0 | 0
[42 empty] | 0 | 0 | 0 | 0 | [5 empty] | 0 | [5 empty] | 0 | 0 |  |  |  | 0 | [7 empty] | 0 | 0 |  |  |  | 0 |  | 0 | 0
[42 empty] | 0 | 0 | 0 | 0 | [5 empty] | 0 | [5 empty] | 0 | 0 |  |  |  | 0 | [7 empty] | 0 | 0 |  |  |  | 0 |  | 0 | 0
[42 empty] | 0 | 0 | 0 | 0 | [5 empty] | 0 | [5 empty] | 0 | 0 |  |  |  | 0 | [7 empty] | 0 | 0 |  |  |  | 0 |  | 0 | 0
[42 empty] | 0 | 0 | 0 | 0 | [5 empty] | 0 | [5 empty] | 0 | 0 |  |  |  | 0 | [7 empty] | 0 | 0 |  |  |  | 0 |  | 0 | 0
[42 empty] | 0 | 0 | 0 | 0 | [5 empty] | 0 | [5 empty] | 0 | 0 |  |  |  | 0 | [7 empty] | 0 | 0 |  |  |  | 0 |  | 0 | 0
[42 empty] | 0 | 0 | 0 | 0 | [5 empty] | 0 | [5 empty] | 0 | 0 |  |  |  | 0 | [7 empty] | 0 | 0 |  |  |  | 0 |  | 0 | 0
[42 empty] | 0 | 0 | 0 | 0 | [5 empty] | 0 | [5 empty] | 0 | 0 |  |  |  | 0 | [7 empty] | 0 | 0 |  |  |  | 0 |  | 0 | 0
[42 empty] | 0 | 0 | 0 | 0 | [5 empty] | 0 | [5 empty] | 0 | 0 |  |  |  | 0 | [7 empty] | 0 | 0 |  |  |  | 0 |  | 0 | 0
[42 empty] | 0 | 0 | 0 | 0 | [5 empty] | 0 | [5 empty] | 0 | 0 |  |  |  | 0 | [7 empty] | 0 | 0 |  |  |  | 0 |  | 0 | 0
[42 empty] | 0 | 0 | 0 | 0 | [5 empty] | 0 | [5 empty] | 0 | 0 |  |  |  | 0 | [7 empty] | 0 | 0 |  |  |  | 0 |  | 0 | 0
[42 empty] | 0 | 0 | 0 | 0 | [5 empty] | 0 | [5 empty] | 0 | 0 |  |  |  | 0 | [7 empty] | 0 | 0 |  |  |  | 0 |  | 0 | 0
[42 empty] | 0 | 0 | 0 | 0 | [5 empty] | 0 | [5 empty] | 0 | 0 |  |  |  | 0 | [7 empty] | 0 | 0 |  |  |  | 0 |  | 0 | 0
[42 empty] | 0 | 0 | 0 | 0 | [5 empty] | 0 | [5 empty] | 0 | 0 |  |  |  | 0 | [7 empty] | 0 | 0 |  |  |  | 0 |  | 0 | 0
[42 empty] | 0 | 0 | 0 | 0 | [5 empty] | 0 | [5 empty] | 0 | 0 |  |  |  | 0 | [7 empty] | 0 | 0 |  |  |  | 0 |  | 0 | 0
[42 empty] | 0 | 0 | 0 | 0 | [5 empty] | 0 | [5 empty] | 0 | 0 |  |  |  | 0 | [7 empty] | 0 | 0 |  |  |  | 0 |  | 0 | 0
[42 empty] | 0 | 0 | 0 | 0 | [5 empty] | 0 | [5 empty] | 0 | 0 |  |  |  | 0 | [7 empty] | 0 | 0 |  |  |  | 0 |  | 0 | 0
[42 empty] | 0 | 0 | 0 | 0 | [5 empty] | 0 | [5 empty] | 0 | 0 |  |  |  | 0 | [7 empty] | 0 | 0 |  |  |  | 0 |  | 0 | 0
[42 empty] | 0 | 0 | 0 | 0 | [5 empty] | 0 | [5 empty] | 0 | 0 |  |  |  | 0 | [7 empty] | 0 | 0 |  |  |  | 0 |  | 0 | 0
[42 empty] | 0 | 0 | 0 | 0 | [5 empty] | 0 | [5 empty] | 0 | 0 |  |  |  | 0 | [7 empty] | 0 | 0 |  |  |  | 0 |  | 0 | 0
[42 empty] | 0 | 0 | 0 | 0 | [5 empty] | 0 | [5 empty] | 0 | 0 |  |  |  | 0 | [7 empty] | 0 | 0 |  |  |  | 0 |  | 0 | 0
[42 empty] | 0 | 0 | 0 | 0 | [5 empty] | 0 | [5 empty] | 0 | 0 |  |  |  | 0 | [7 empty] | 0 | 0 |  |  |  | 0 |  | 0 | 0
[42 empty] | 0 | 0 | 0 | 0 | [5 empty] | 0 | [5 empty] | 0 | 0 |  |  |  | 0 | [7 empty] | 0 | 0 |  |  |  | 0 |  | 0 | 0
[42 empty] | 0 | 0 | 0 | 0 | [5 empty] | 0 | [5 empty] | 0 | 0 |  |  |  | 0 | [7 empty] | 0 | 0 |  |  |  | 0 |  | 0 | 0

## Inventory
LIST OF THE COLD CHAIN EQUIPMENT | [14 empty] | Index | [6 empty] | FONCTIONNALITY & GAP ANALYSIS | [19 empty] | Index
[13 empty] | Annual CO2 generated, kg |  |  |  | 11244 |  |  |  | Estimated maintenance at: | 2% | of equipment purchase cost |  |  |  |  | Source of energy | Kerosene | Gas | Electricity | SB | SD | Total |  | Estimated annual costs (US$) |  |  |  | Identification of Equipment | Replacement estimated |  |  |  |  | total | Cost of maintenance ($US) |  |  |  |  | total | Running cost ($US) |  |  |  |  | total
[16 empty] | Kerosene CO2 generated | 10350 |  |  |  | # of equipment in good working order: | 2241 | 0.93414 | of total |  |  |  | No. of equipment | 18 | 2 | 1129 | 23 | 1227 | 2399 |  |  | Maintenance | 187857.9986 |  | replacement & cost | 2025 | 2026 | 2027 | 2028 | 2029 | 5 years | 2025 | 2026 | 2027 | 2028 | 2029 | 5 years | 2025 | 2026 | 2027 | 2028 | 2029 | 5 years
[16 empty] | Gas CO2 generated | 894 |  |  |  | Average age of eqpt, (years) | 3.9912 | [5 empty] | % | 0.0075031 | 0.00083368 | 0.47061 | 0.0095873 | 0.51146 | 1 |  |  | energy | 326107 |  | total No. of equipment | 239 | 0 | 0 | 0 | 103 | 342 | 239 | 0 | 0 | 0 | 103 | 342 | 239 | 0 | 0 | 0 | 103 | 342
[28 empty] | price of energy | 1 | 0.8 | 0.2 | 2 | 1 | Cold Rooms |  |  | Annual CO2 generated, kg | 11244 |  | total cost ($US) | #N/A | 0 | 0 | 0 | #N/A | #N/A | #N/A | #N/A | #N/A | #N/A | #N/A | #N/A | #N/A | #N/A | #N/A | #N/A | #N/A | #N/A
Affiliation/Location/Health structures |  |  |  |  | Equipment | [7 empty] | Reason of non functionality |  |  |  | Recommendation regarding equipment |  | Funding of the equipment | Update |  | Code & Type PQS |  | Storage capacity (litres) |  |  | Running cost ($US) |  | 5 | 7 | 15 | 15 | 15 | 30 | Life expectancy
[30 empty] | 236 |  | Replacement estimated | [5 empty] | Select the replacement equipment |  |  | Replacement estimated 2025: Cost of replacement ($US); Cost of maintenance ($US) 2025: Cost of maintenance ($US); Running cost ($US) 2025: Running cost ($US)
Province | Province | Supply Levels | District | Health structures | Type of equipment | PQ_status | Manufacturer | Model | Serial Number (code) | Source of energy | Year of installation | Operational status | Waiting repair | Lack of spare parts | Lack of energy | unknown | Recommendation | Reason if replacement recommended | Source of funding | Date of inventory | Name of assessor | Code PQS | Type PQS | Capacity at +5°C | Capacity at -20°C | Capacity at -70°C | Maintenance | energy | Age of equipment | Year of disposal | Anticipated year of replacement | 2025 | 2026 | 2027 | 2028 | 2029 | Total Replacement estimated | Type of equipment Replacement | Manufacturer | Model | 2025 | 2026 | 2027 | 2028 | 2029 | Total cost of replacement | 2025 | 2026 | 2027 | 2028 | 2029 | Total cost of maintenance | 2025 | 2026 | 2027 | 2028 | 2029 | Total running cost | No. of equipment | Total capacité (litres)
A | B | C | D | E | F | G | H | I | J | K | L | M | N | O | P | Q | R | S | T | U | V | W | X | Y | Z | AA | AB | AC | AD | AE | AF | AG | AH | AI | AJ | AK | AL | AM | AN | AO | AP | AQ | AR | AS | AT | AU | AV | AW | AX | AY | AZ | BA | BB | BC | BD | BE | BF | BG | BH | BI | BJ |  | SP
0 | MAPUTO CIDADE | PR |  | Armazém Central de Vacinas - Zimpeto | WICR | WICFR | Haier | WICR-20m3 |  | Electricity | 2009 | Functioning well |  |  |  |  | CCE not to replace |  |  | 2023-08-21 | Sousa Ribe | WICFR | WICR-20 | 5520 | 0 | 0 | 479 | 2486.4 | 14 |  | 2024 | 1 | 0 | 0 | 0 | 0 | 1 |  |  |  | #N/A | 0 | 0 | 0 | 0 | #N/A | #N/A | #N/A | #N/A | #N/A | #N/A | #N/A | #N/A | #N/A | #N/A | #N/A | #N/A | #N/A |  |  | 0 | Haier | 0 | 5 | 1 | Vestfrost | 1403
0 | MAPUTO CIDADE | PR |  | Armazém Central de Vacinas - Zimpeto | WICR | WICFR | Haier | WICR-20m3 |  | Electricity | 2009 | Functioning well |  |  |  |  | CCE not to replace |  |  | 2023-08-21 | Sousa Ribe | WICFR | WICR-20 | 5520 | 0 | 0 | 479 | 2486.4 | 14 |  | 2024 | 1 | 0 | 0 | 0 | 0 | 1 |  |  |  | #N/A | 0 | 0 | 0 | 0 | #N/A | #N/A | #N/A | #N/A | #N/A | #N/A | #N/A | #N/A | #N/A | #N/A | #N/A | #N/A | #N/A |  |  | 0 | Huurre | 0 | 6 | 2 | B Medical Systems Sarl (Dometic) | 313
0 | MAPUTO CIDADE | PR |  | Armazém Central de Vacinas - Zimpeto | WICR | WICFR | Haier | WICR-20m3 |  | Electricity | 2009 | Functioning well |  |  |  |  | CCE not to replace |  |  | 2023-08-21 | Sousa Ribe | WICFR | WICR-20 | 5520 | 0 | 0 | 479 | 2486.4 | 14 |  | 2024 | 1 | 0 | 0 | 0 | 0 | 1 |  |  |  | #N/A | 0 | 0 | 0 | 0 | #N/A | #N/A | #N/A | #N/A | #N/A | #N/A | #N/A | #N/A | #N/A | #N/A | #N/A | #N/A | #N/A |  |  | 0 | Zhendre | 0 | 7 | 3 | Electrolux | 108
0 | MAPUTO CIDADE | PR |  | Armazém Central de Vacinas - Zimpeto | WICR | WICFR | Huurre | WICR-30m3 |  | Electricity | 2014 | Functioning well |  |  |  |  | CCE not to replace |  |  | 2023-08-21 | Sousa Ribe | WICFR | WICR-30 | 7692.3077 | 0 | 0 | 535.5 | 2956.8 | 9 |  | 2029 | 0 | 0 | 0 | 0 | 1 | 1 |  |  |  | 0 | 0 | 0 | 0 | #N/A | #N/A | 535.5 | 535.5 | 535.5 | 535.5 | #N/A | #N/A | 2956.8 | 2956.8 | 2956.8 | 2956.8 | #N/A | #N/A |  |  | 0 | Porkka | 0 | 8 | 4 | Dulas | 4
0 | MAPUTO CIDADE | PR |  | Armazém Central de Vacinas - Zimpeto | WICR | WICFR | Huurre | WICR-30m3 |  | Electricity | 2015 | Functioning well |  |  |  |  | CCE not to replace |  |  | 2023-08-21 | Sousa Ribe | WICFR | WICR-30 | 7692.3077 | 0 | 0 | 535.5 | 2956.8 | 8 |  | 2030 | 0 | 0 | 0 | 0 | 0 | 0 |  |  |  | 0 | 0 | 0 | 0 | 0 | 0 | 535.5 | 535.5 | 535.5 | 535.5 | 535.5 | 2677.5 | 2956.8 | 2956.8 | 2956.8 | 2956.8 | 2956.8 | 14784 |  |  | 0 | Vestfrost | 1403 | 1 | 5 | Haier | 0
0 | MAPUTO CIDADE | PR |  | Armazém Central de Vacinas - Zimpeto | WICR | WICFR | Huurre | WICR-30m3 |  | Electricity | 2015 | Functioning well |  |  |  |  | CCE not to replace |  |  | 2023-08-21 | Sousa Ribe | WICFR | WICR-30 | 7692.3077 | 0 | 0 | 535.5 | 2956.8 | 8 |  | 2030 | 0 | 0 | 0 | 0 | 0 | 0 |  |  |  | 0 | 0 | 0 | 0 | 0 | 0 | 535.5 | 535.5 | 535.5 | 535.5 | 535.5 | 2677.5 | 2956.8 | 2956.8 | 2956.8 | 2956.8 | 2956.8 | 14784 |  |  | 0 | B Medical Systems Sarl (Dometic) | 313 | 2 | 6 | Huurre | 0
0 | MAPUTO CIDADE | PR |  | Armazém Central de Vacinas - Zimpeto | WICR | WICFR | Huurre | WICR-30m3 |  | Electricity | 2015 | Functioning well |  |  |  |  | CCE not to replace |  |  | 2023-08-21 | Sousa Ribe | WICFR | WICR-30 | 7692.3077 | 0 | 0 | 535.5 | 2956.8 | 8 |  | 2030 | 0 | 0 | 0 | 0 | 0 | 0 |  |  |  | 0 | 0 | 0 | 0 | 0 | 0 | 535.5 | 535.5 | 535.5 | 535.5 | 535.5 | 2677.5 | 2956.8 | 2956.8 | 2956.8 | 2956.8 | 2956.8 | 14784 |  |  | 0 | Electrolux | 108 | 3 | 7 | Zhendre | 0
0 | MAPUTO CIDADE | PR |  | Armazém Central de Vacinas - Zimpeto | WIFR | WICFR | Zhendre | WIFR-40m3 |  | Electricity | 2009 | Functioning well |  |  |  |  | CCE not to replace |  |  | 2023-08-21 | Sousa Ribe | WICFR | WIFR-40 | 0 | 9523.8095 | 0 | 0 | 0 | 14 |  | 2024 | 1 | 0 | 0 | 0 | 0 | 1 |  |  |  | #N/A | 0 | 0 | 0 | 0 | #N/A | #N/A | #N/A | #N/A | #N/A | #N/A | #N/A | #N/A | #N/A | #N/A | #N/A | #N/A | #N/A |  |  | 0 | Sibir | 0 | 9 | 8 | Porkka | 0
0 | MAPUTO CIDADE | PR |  | Armazém Central de Vacinas - Zimpeto | WIFR | WICFR | Zhendre | WIFR-40m3 |  | Electricity | 2014 | Functioning well |  |  |  |  | CCE not to replace |  |  | 2023-08-21 | Sousa Ribe | WICFR | WIFR-40 | 0 | 9523.8095 | 0 | 0 | 0 | 9 |  | 2029 | 0 | 0 | 0 | 0 | 1 | 1 |  |  |  | 0 | 0 | 0 | 0 | #N/A | #N/A | 0 | 0 | 0 | 0 | #N/A | #N/A | 0 | 0 | 0 | 0 | #N/A | #N/A |  |  | 0 | Dulas | 4 | 4 | 9 | Sibir | 0
0 | MAPUTO CIDADE | PR |  | Armazém Central de Vacinas - Zimpeto | WICR | WICFR | Porkka | WICR-40m3 |  | Electricity | 2014 | Functioning well |  |  |  |  | CCE not to replace |  |  | 2023-08-21 | Sousa Ribe | WICFR | WICR-40 | 9523.8095 | 0 | 0 | 569.8434 | 5088 | 9 |  | 2029 | 0 | 0 | 0 | 0 | 1 | 1 |  |  |  | 0 | 0 | 0 | 0 | #N/A | #N/A | 569.8434 | 569.8434 | 569.8434 | 569.8434 | #N/A | #N/A | 5088 | 5088 | 5088 | 5088 | #N/A | #N/A |  |  | 0 | 0 | 0 | 10 | 10 | 0 | 0
0 | MAPUTO CIDADE | PR |  | Armazém Central de Vacinas - Zimpeto | WICR | WICFR | Porkka | WICR-40m3 |  | Electricity | 2021 | Functioning well |  |  |  |  | CCE not to replace |  |  | 2023-08-21 | Sousa Ribe | WICFR | WICR-40 | 9523.8095 | 0 | 0 | 569.8434 | 5088 | 2 |  | 2036 | 0 | 0 | 0 | 0 | 0 | 0 |  |  |  | 0 | 0 | 0 | 0 | 0 | 0 | 569.8434 | 569.8434 | 569.8434 | 569.8434 | 569.8434 | 2849.217 | 5088 | 5088 | 5088 | 5088 | 5088 | 25440 |  |  | 0 |  |  | #VALUE! | 11 | #N/A | 0
0 | MAPUTO CIDADE | PR |  | Armazém Central de Vacinas - Zimpeto | WICR | WICFR | Porkka | WICR-40m3 |  | Electricity | 2021 | Functioning well |  |  |  |  | CCE not to replace |  |  | 2023-08-21 | Sousa Ribe | WICFR | WICR-40 | 9523.8095 | 0 | 0 | 569.8434 | 5088 | 2 |  | 2036 | 0 | 0 | 0 | 0 | 0 | 0 |  |  |  | 0 | 0 | 0 | 0 | 0 | 0 | 569.8434 | 569.8434 | 569.8434 | 569.8434 | 569.8434 | 2849.217 | 5088 | 5088 | 5088 | 5088 | 5088 | 25440 |  |  | 0 |  |  | #VALUE! | 12 | #N/A | 0
0 | MAPUTO CIDADE | PR |  | Armazém Central de Vacinas - Zimpeto | WICR | WICFR | Porkka | WICR-40m3 |  | Electricity | 2022 | Functioning well |  |  |  |  | CCE not to replace |  |  | 2023-08-21 | Sousa Ribe | WICFR | WICR-40 | 9523.8095 | 0 | 0 | 569.8434 | 5088 | 1 |  | 2037 | 0 | 0 | 0 | 0 | 0 | 0 |  |  |  | 0 | 0 | 0 | 0 | 0 | 0 | 569.8434 | 569.8434 | 569.8434 | 569.8434 | 569.8434 | 2849.217 | 5088 | 5088 | 5088 | 5088 | 5088 | 25440 |  |  | 0 |  |  | #VALUE! | 13 | #N/A | 0
0 | MAPUTO CIDADE | PR |  | Armazém Central de Vacinas - Zimpeto | WICR | WICFR | Porkka | WICR-40m3 |  | Electricity | 2023 | Functioning well |  |  |  |  | CCE not to replace |  |  | 2023-08-21 | Sousa Ribe | WICFR | WICR-40 | 9523.8095 | 0 | 0 | 569.8434 | 5088 | 0 |  | 2038 | 0 | 0 | 0 | 0 | 0 | 0 |  |  |  | 0 | 0 | 0 | 0 | 0 | 0 | 569.8434 | 569.8434 | 569.8434 | 569.8434 | 569.8434 | 2849.217 | 5088 | 5088 | 5088 | 5088 | 5088 | 25440 |  |  | 0 |  |  | #VALUE! | 14 | #N/A | 0
0 | CABO DELGADO | SN1 |  | Armazém Provincial de Vacinas de Cabo Delgado | WICR | WICFR | Huurre | WICR-30m3 |  | Electricity | 2015 | Functioning well |  |  |  |  | CCE not to replace |  |  | 2023-08-21 | Sousa Ribe | WICFR | WICR-30 | 7692.3077 | 0 | 0 | 535.5 | 2956.8 | 8 |  | 2030 | 0 | 0 | 0 | 0 | 0 | 0 |  |  |  | 0 | 0 | 0 | 0 | 0 | 0 | 535.5 | 535.5 | 535.5 | 535.5 | 535.5 | 2677.5 | 2956.8 | 2956.8 | 2956.8 | 2956.8 | 2956.8 | 14784 |  |  | 0 |  |  | #VALUE! | 15 | #N/A | 0
0 | CABO DELGADO | SN1 |  | Armazém Provincial de Vacinas de Cabo Delgado | WICR | WICFR | Porkka | WIFR-20m3 |  | Electricity | 2023 | Functioning well |  |  |  |  | CCE not to replace |  |  | 2023-08-21 | Sousa Ribe | WICFR | WIFR-20 | 0 | 5520 | 0 | 0 | 0 | 0 |  | 2038 | 0 | 0 | 0 | 0 | 0 | 0 |  |  |  | 0 | 0 | 0 | 0 | 0 | 0 | 0 | 0 | 0 | 0 | 0 | 0 | 0 | 0 | 0 | 0 | 0 | 0 |  |  | 0 |  |  | #VALUE! | 16 | #N/A | 0
0 | CABO DELGADO | SN1 |  | Armazém Provincial de Vacinas de Cabo Delgado | Freezer | PQS_freezer | Vestfrost | MF 314 |  | Electricity | 2020 | Functioning well |  |  |  |  | CCE not to replace |  | CCEOP1 | 2023-08-21 | Sousa Ribe | PQS E003/023 | VWPF | 0 | 281 | 0 | 13.752 | 253.8 | 3 |  | 2035 | 0 | 0 | 0 | 0 | 0 | 0 |  |  |  | 0 | 0 | 0 | 0 | 0 | 0 | 13.752 | 13.752 | 13.752 | 13.752 | 13.752 | 68.76 | 253.8 | 253.8 | 253.8 | 253.8 | 253.8 | 1269 |  |  | 0 |  |  | #VALUE! |  | #N/A | 0
0 | CABO DELGADO | SN1 |  | Armazém Provincial de Vacinas de Cabo Delgado | Freezer | PQS_freezer | Vestfrost | MF 314 |  | Electricity | 2020 | Functioning well |  |  |  |  | CCE not to replace |  | CCEOP1 | 2023-08-21 | Sousa Ribe | PQS E003/023 | VWPF | 0 | 281 | 0 | 13.752 | 253.8 | 3 |  | 2035 | 0 | 0 | 0 | 0 | 0 | 0 |  |  |  | 0 | 0 | 0 | 0 | 0 | 0 | 13.752 | 13.752 | 13.752 | 13.752 | 13.752 | 68.76 | 253.8 | 253.8 | 253.8 | 253.8 | 253.8 | 1269 |  |  | 0 |  |  | #VALUE! |  | #N/A | 0
0 | CABO DELGADO | SN1 |  | Armazém Provincial de Vacinas de Cabo Delgado | Refrigerator | PQS_refr | Vestfrost | VLS 404A AC |  | Electricity | 2020 | Functioning well |  |  |  |  | CCE not to replace |  | CCEOP1 | 2023-08-21 | Sousa Ribe | PQS E003/112 | ILR | 145 | 0 | 0 | 25.08 | 41.4 | 3 |  | 2035 | 0 | 0 | 0 | 0 | 0 | 0 |  |  |  | 0 | 0 | 0 | 0 | 0 | 0 | 25.08 | 25.08 | 25.08 | 25.08 | 25.08 | 125.4 | 41.4 | 41.4 | 41.4 | 41.4 | 41.4 | 207 |  |  | 0 |  |  | #VALUE! |  | #N/A | 0
0 | CABO DELGADO | SN1 |  | Armazém Provincial de Vacinas de Cabo Delgado | Refrigerator | PQS_refr | Vestfrost | VLS 404A AC |  | Electricity | 2020 | Functioning well |  |  |  |  | CCE not to replace |  | CCEOP1 | 2023-08-21 | Sousa Ribe | PQS E003/112 | ILR | 145 | 0 | 0 | 25.08 | 41.4 | 3 |  | 2035 | 0 | 0 | 0 | 0 | 0 | 0 |  |  |  | 0 | 0 | 0 | 0 | 0 | 0 | 25.08 | 25.08 | 25.08 | 25.08 | 25.08 | 125.4 | 41.4 | 41.4 | 41.4 | 41.4 | 41.4 | 207 |  |  | 0 |  |  | #VALUE! |  | #N/A | 0
0 | CABO DELGADO | SN1 |  | Armazém Provincial de Vacinas de Cabo Delgado | Refrigerator | PQS_refr | Vestfrost | VLS 404A AC |  | Electricity | 2020 | Functioning well |  |  |  |  | CCE not to replace |  | CCEOP1 | 2023-08-21 | Sousa Ribe | PQS E003/112 | ILR | 145 | 0 | 0 | 25.08 | 41.4 | 3 |  | 2035 | 0 | 0 | 0 | 0 | 0 | 0 |  |  |  | 0 | 0 | 0 | 0 | 0 | 0 | 25.08 | 25.08 | 25.08 | 25.08 | 25.08 | 125.4 | 41.4 | 41.4 | 41.4 | 41.4 | 41.4 | 207 |  |  | 0 |  |  | #VALUE! |  | #N/A | 0
0 | CABO DELGADO | SN1 |  | Armazém Provincial de Vacinas de Cabo Delgado | Refrigerator | PQS_refr | Vestfrost | VLS 404A AC |  | Electricity | 2020 | Functioning well |  |  |  |  | CCE not to replace |  | CCEOP1 | 2023-08-21 | Sousa Ribe | PQS E003/112 | ILR | 145 | 0 | 0 | 25.08 | 41.4 | 3 |  | 2035 | 0 | 0 | 0 | 0 | 0 | 0 |  |  |  | 0 | 0 | 0 | 0 | 0 | 0 | 25.08 | 25.08 | 25.08 | 25.08 | 25.08 | 125.4 | 41.4 | 41.4 | 41.4 | 41.4 | 41.4 | 207 |  |  | 0 |  |  | #VALUE! |  | #N/A | 0
0 | CABO DELGADO | SN1 |  | Armazém Provincial de Vacinas de Cabo Delgado | Refrigerator | PQS_refr | Vestfrost | VLS 404A AC |  | Electricity | 2020 | Functioning well |  |  |  |  | CCE not to replace |  | CCEOP1 | 2023-08-21 | Sousa Ribe | PQS E003/112 | ILR | 145 | 0 | 0 | 25.08 | 41.4 | 3 |  | 2035 | 0 | 0 | 0 | 0 | 0 | 0 |  |  |  | 0 | 0 | 0 | 0 | 0 | 0 | 25.08 | 25.08 | 25.08 | 25.08 | 25.08 | 125.4 | 41.4 | 41.4 | 41.4 | 41.4 | 41.4 | 207 |  |  | 0 |  |  | #VALUE! |  | #N/A | 0
0 | CABO DELGADO | SN1 |  | Armazém Provincial de Vacinas de Cabo Delgado | Refrigerator | PQS_refr | B Medical Systems Sarl (Dometic) | TCW 80 AC |  | Electricity | 2020 | Functioning well |  |  |  |  | CCE not to replace |  | CCEOP1 | 2023-08-21 | Sousa Ribe | PQS E003/101 | ILR | 80.5 | 0 | 0 | 71.808 | 69.6 | 3 |  | 2035 | 0 | 0 | 0 | 0 | 0 | 0 |  |  |  | 0 | 0 | 0 | 0 | 0 | 0 | 71.808 | 71.808 | 71.808 | 71.808 | 71.808 | 359.04 | 69.6 | 69.6 | 69.6 | 69.6 | 69.6 | 348 |  |  | 0 |  |  | #VALUE! |  | #N/A | 0
0 | CABO DELGADO | SN1 |  | Armazém Provincial de Vacinas de Cabo Delgado | Refrigerator | PQS_refr | B Medical Systems Sarl (Dometic) | TCW 80 AC |  | Electricity | 2020 | Functioning well |  |  |  |  | CCE not to replace |  | CCEOP1 | 2023-08-21 | Sousa Ribe | PQS E003/101 | ILR | 80.5 | 0 | 0 | 71.808 | 69.6 | 3 |  | 2035 | 0 | 0 | 0 | 0 | 0 | 0 |  |  |  | 0 | 0 | 0 | 0 | 0 | 0 | 71.808 | 71.808 | 71.808 | 71.808 | 71.808 | 359.04 | 69.6 | 69.6 | 69.6 | 69.6 | 69.6 | 348 |  |  | 0 |  |  | #VALUE! |  | #N/A | 0
0 | CABO DELGADO | LD | CIDADE DE PEMBA | Depósito Distrital da Cidade de Pemba | Refrigerator | PQS_refr | B Medical Systems Sarl (Dometic) | TCW 80 AC |  | Electricity | 2020 | Functioning well |  |  |  |  | CCE not to replace |  | CCEOP1 | 2023-01-31 | Sousa Ribe | PQS E003/101 | ILR | 80.5 | 0 | 0 | 71.808 | 69.6 | 3 |  | 2035 | 0 | 0 | 0 | 0 | 0 | 0 |  |  |  | 0 | 0 | 0 | 0 | 0 | 0 | 71.808 | 71.808 | 71.808 | 71.808 | 71.808 | 359.04 | 69.6 | 69.6 | 69.6 | 69.6 | 69.6 | 348 | 26 |  | 0 |  |  | #VALUE! |  | #N/A | 0
0 | CABO DELGADO | LD | CIDADE DE PEMBA | Depósito Distrital da Cidade de Pemba | Refrigerator | PQS_refr | B Medical Systems Sarl (Dometic) | TCW 80 AC |  | Electricity | 2019 | Functioning well |  |  |  |  | CCE not to replace |  |  | 2023-01-31 | Sousa Ribe | PQS E003/101 | ILR | 80.5 | 0 | 0 | 71.808 | 69.6 | 4 |  | 2034 | 0 | 0 | 0 | 0 | 0 | 0 |  |  |  | 0 | 0 | 0 | 0 | 0 | 0 | 71.808 | 71.808 | 71.808 | 71.808 | 71.808 | 359.04 | 69.6 | 69.6 | 69.6 | 69.6 | 69.6 | 348 | 27 |  | 0 |  |  | #VALUE! |  | #N/A | 0
0 | CABO DELGADO | LD | CIDADE DE PEMBA | Depósito Distrital da Cidade de Pemba | Refrigerator | PQS_refr | Vestfrost | VLS 404A AC |  | Electricity | 2020 | Functioning well |  |  |  |  | CCE not to replace |  | CCEOP1 | 2023-01-31 | Sousa Ribe | PQS E003/112 | ILR | 145 | 0 | 0 | 25.08 | 41.4 | 3 |  | 2035 | 0 | 0 | 0 | 0 | 0 | 0 |  |  |  | 0 | 0 | 0 | 0 | 0 | 0 | 25.08 | 25.08 | 25.08 | 25.08 | 25.08 | 125.4 | 41.4 | 41.4 | 41.4 | 41.4 | 41.4 | 207 | 28 |  | 0 |  |  | #VALUE! |  | #N/A | 0
0 | CABO DELGADO | LD | CIDADE DE PEMBA | Depósito Distrital da Cidade de Pemba | Refrigerator | PQS_refr | Vestfrost | VLS 404A AC |  | Electricity | 2020 | Functioning well |  |  |  |  | CCE not to replace |  | CCEOP1 | 2023-01-31 | Sousa Ribe | PQS E003/112 | ILR | 145 | 0 | 0 | 25.08 | 41.4 | 3 |  | 2035 | 0 | 0 | 0 | 0 | 0 | 0 |  |  |  | 0 | 0 | 0 | 0 | 0 | 0 | 25.08 | 25.08 | 25.08 | 25.08 | 25.08 | 125.4 | 41.4 | 41.4 | 41.4 | 41.4 | 41.4 | 207 | 29 |  | 0 |  |  | #VALUE! |  | #N/A | 0
0 | CABO DELGADO | SP | CIDADE DE PEMBA | Bairro Cimento Sede, Pemba Cidade | Refrigerator | PQS_refr | Vestfrost | VLS 026 RF Green Line |  | Solar | 2020 | Functioning well |  |  |  |  | CCE not to replace |  | CCEOP1 | 2023-01-31 | Sousa Ribe | PQS E003/091 | SDRF | 20 | 34.3 | 0 | 109.2 | 52 | 3 |  | 2035 | 0 | 0 | 0 | 0 | 0 | 0 |  |  |  | 0 | 0 | 0 | 0 | 0 | 0 | 109.2 | 109.2 | 109.2 | 109.2 | 109.2 | 546 | 52 | 52 | 52 | 52 | 52 | 260 | 30 |  | 0 |  |  | #VALUE! |  | #N/A | 0
0 | CABO DELGADO | SP | CIDADE DE PEMBA | Bairro Cimento Sede, Pemba Cidade | Refrigerator | PQS_refr | Vestfrost | VLS 026 RF Green Line |  | Solar | 2020 | Functioning well |  |  |  |  | CCE not to replace |  | CCEOP1 | 2023-01-31 | Sousa Ribe | PQS E003/091 | SDRF | 20 | 34.3 | 0 | 109.2 | 52 | 3 |  | 2035 | 0 | 0 | 0 | 0 | 0 | 0 |  |  |  | 0 | 0 | 0 | 0 | 0 | 0 | 109.2 | 109.2 | 109.2 | 109.2 | 109.2 | 546 | 52 | 52 | 52 | 52 | 52 | 260 | 31 |  | 0 |  |  | #VALUE! |  | #N/A | 0
0 | CABO DELGADO | LD | CIDADE DE PEMBA | Depósito Distrital da Cidade de Pemba | Refrigerator | PQS_refr | B Medical Systems Sarl (Dometic) | TCW 80 AC |  | Electricity | 2020 | Functioning well |  |  |  |  | CCE not to replace |  | CCEOP1 | 2023-01-31 | Sousa Ribe | PQS E003/101 | ILR | 80.5 | 0 | 0 | 71.808 | 69.6 | 3 |  | 2035 | 0 | 0 | 0 | 0 | 0 | 0 |  |  |  | 0 | 0 | 0 | 0 | 0 | 0 | 71.808 | 71.808 | 71.808 | 71.808 | 71.808 | 359.04 | 69.6 | 69.6 | 69.6 | 69.6 | 69.6 | 348 | 32 |  | 0 |  |  | #VALUE! |  |  | 0
0 | CABO DELGADO | LD | CIDADE DE PEMBA | Depósito Distrital da Cidade de Pemba | Refrigerator | PQS_refr | B Medical Systems Sarl (Dometic) | TCW 80 AC |  | Electricity | 2020 | Functioning well |  |  |  |  | CCE not to replace |  | CCEOP1 | 2023-01-31 | Sousa Ribe | PQS E003/101 | ILR | 80.5 | 0 | 0 | 71.808 | 69.6 | 3 |  | 2035 | 0 | 0 | 0 | 0 | 0 | 0 |  |  |  | 0 | 0 | 0 | 0 | 0 | 0 | 71.808 | 71.808 | 71.808 | 71.808 | 71.808 | 359.04 | 69.6 | 69.6 | 69.6 | 69.6 | 69.6 | 348 | 33 |  | 0 |  |  | #VALUE! |  |  | 0
0 | CABO DELGADO | LD | CIDADE DE PEMBA | Depósito Distrital da Cidade de Pemba | Refrigerator | PQS_refr | B Medical Systems Sarl (Dometic) | TCW 80 AC |  | Electricity | 2020 | Functioning well |  |  |  |  | CCE not to replace |  | CCEOP1 | 2023-01-31 | Sousa Ribe | PQS E003/101 | ILR | 80.5 | 0 | 0 | 71.808 | 69.6 | 3 |  | 2035 | 0 | 0 | 0 | 0 | 0 | 0 |  |  |  | 0 | 0 | 0 | 0 | 0 | 0 | 71.808 | 71.808 | 71.808 | 71.808 | 71.808 | 359.04 | 69.6 | 69.6 | 69.6 | 69.6 | 69.6 | 348 | 34 |  | 0 |  |  | #VALUE! |  |  | 0
0 | CABO DELGADO | SP | CIDADE DE PEMBA | Cariaco, Pemba Cidade | Refrigerator | PQS_refr | Vestfrost | VLS 026 RF Green Line |  | Solar | 2020 | Functioning well |  |  |  |  | CCE not to replace |  | CCEOP1 | 2023-01-31 | Sousa Ribe | PQS E003/091 | SDRF | 20 | 34.3 | 0 | 109.2 | 52 | 3 |  | 2035 | 0 | 0 | 0 | 0 | 0 | 0 |  |  |  | 0 | 0 | 0 | 0 | 0 | 0 | 109.2 | 109.2 | 109.2 | 109.2 | 109.2 | 546 | 52 | 52 | 52 | 52 | 52 | 260 | 35 |  | 0 |  |  | #VALUE! |  |  | 0
0 | CABO DELGADO | SP | CIDADE DE PEMBA | Cariaco, Pemba Cidade | Refrigerator | PQS_refr | Vestfrost | VLS 026 RF Green Line |  | Solar | 2020 | Functioning well |  |  |  |  | CCE not to replace |  | CCEOP1 | 2023-01-31 | Sousa Ribe | PQS E003/091 | SDRF | 20 | 34.3 | 0 | 109.2 | 52 | 3 |  | 2035 | 0 | 0 | 0 | 0 | 0 | 0 |  |  |  | 0 | 0 | 0 | 0 | 0 | 0 | 109.2 | 109.2 | 109.2 | 109.2 | 109.2 | 546 | 52 | 52 | 52 | 52 | 52 | 260 | 36 |  | 0 |  |  | #VALUE! |  |  | 0
0 | CABO DELGADO | SP | CIDADE DE PEMBA | Centro de Muxara | Refrigerator | PQS_refr | Vestfrost | VLS 026 RF Green Line |  | Solar | 2020 | Functioning well |  |  |  |  | CCE not to replace |  | CCEOP1 | 2023-01-31 | Sousa Ribe | PQS E003/091 | SDRF | 20 | 34.3 | 0 | 109.2 | 52 | 3 |  | 2035 | 0 | 0 | 0 | 0 | 0 | 0 |  |  |  | 0 | 0 | 0 | 0 | 0 | 0 | 109.2 | 109.2 | 109.2 | 109.2 | 109.2 | 546 | 52 | 52 | 52 | 52 | 52 | 260 | 37 |  | 0 |  |  | #VALUE! |  |  | 0
0 | CABO DELGADO | SP | CIDADE DE PEMBA | Centro de Muxara | Refrigerator | PQS_refr | Vestfrost | VLS 026 RF Green Line |  | Solar | 2020 | Functioning well |  |  |  |  | CCE not to replace |  | CCEOP1 | 2023-01-31 | Sousa Ribe | PQS E003/091 | SDRF | 20 | 34.3 | 0 | 109.2 | 52 | 3 |  | 2035 | 0 | 0 | 0 | 0 | 0 | 0 |  |  |  | 0 | 0 | 0 | 0 | 0 | 0 | 109.2 | 109.2 | 109.2 | 109.2 | 109.2 | 546 | 52 | 52 | 52 | 52 | 52 | 260 | 38 |  | 0 |  |  | #VALUE! |  |  | 0
0 | CABO DELGADO | SP | CIDADE DE PEMBA | Centro de Saude de Chuiba | Refrigerator | PQS_refr | B Medical Systems Sarl (Dometic) | TCW 80 AC |  | Electricity | 2020 | Functioning well |  |  |  |  | CCE not to replace |  | CCEOP1 | 2023-01-31 | Sousa Ribe | PQS E003/101 | ILR | 80.5 | 0 | 0 | 71.808 | 69.6 | 3 |  | 2035 | 0 | 0 | 0 | 0 | 0 | 0 |  |  |  | 0 | 0 | 0 | 0 | 0 | 0 | 71.808 | 71.808 | 71.808 | 71.808 | 71.808 | 359.04 | 69.6 | 69.6 | 69.6 | 69.6 | 69.6 | 348 | 39 |  | 0 |  |  | #VALUE! |  |  | 0
0 | CABO DELGADO | SP | CIDADE DE PEMBA | Ed Mondlane, Pemba Cidade | Refrigerator | PQS_refr | B Medical Systems Sarl (Dometic) | TCW 80 AC |  | Electricity | 2020 | Functioning well |  |  |  |  | CCE not to replace |  | CCEOP1 | 2023-01-31 | Sousa Ribe | PQS E003/101 | ILR | 80.5 | 0 | 0 | 71.808 | 69.6 | 3 |  | 2035 | 0 | 0 | 0 | 0 | 0 | 0 |  |  |  | 0 | 0 | 0 | 0 | 0 | 0 | 71.808 | 71.808 | 71.808 | 71.808 | 71.808 | 359.04 | 69.6 | 69.6 | 69.6 | 69.6 | 69.6 | 348 | 40 |  | 0 |  |  | #VALUE! |  |  | 0
0 | CABO DELGADO | SP | CIDADE DE PEMBA | Hospital Provincial de Pemba | Refrigerator | PQS_refr | B Medical Systems Sarl (Dometic) | TCW 80 AC |  | Electricity | 2019 | Functioning well |  |  |  |  | CCE not to replace |  |  | 2023-01-31 | Sousa Ribe | PQS E003/101 | ILR | 80.5 | 0 | 0 | 71.808 | 69.6 | 4 |  | 2034 | 0 | 0 | 0 | 0 | 0 | 0 |  |  |  | 0 | 0 | 0 | 0 | 0 | 0 | 71.808 | 71.808 | 71.808 | 71.808 | 71.808 | 359.04 | 69.6 | 69.6 | 69.6 | 69.6 | 69.6 | 348 | 41 |  | 0 |  |  | #VALUE! |  |  | 0
0 | CABO DELGADO | SP | CIDADE DE PEMBA | Hospital Provincial de Pemba | Refrigerator | PQS_refr | B Medical Systems Sarl (Dometic) | TCW 80 AC |  | Electricity | 2020 | Functioning well |  |  |  |  | CCE not to replace |  | CCEOP1 | 2023-01-31 | Sousa Ribe | PQS E003/101 | ILR | 80.5 | 0 | 0 | 71.808 | 69.6 | 3 |  | 2035 | 0 | 0 | 0 | 0 | 0 | 0 |  |  |  | 0 | 0 | 0 | 0 | 0 | 0 | 71.808 | 71.808 | 71.808 | 71.808 | 71.808 | 359.04 | 69.6 | 69.6 | 69.6 | 69.6 | 69.6 | 348 | 42 |  | 0 |  |  | #VALUE! |  |  | 0
0 | CABO DELGADO | SP | CIDADE DE PEMBA | Mahate, Pemba Cidade | Refrigerator | PQS_refr | Vestfrost | VLS 404A AC |  | Electricity | 2020 | Functioning well |  |  |  |  | CCE not to replace |  | CCEOP1 | 2023-01-31 | Sousa Ribe | PQS E003/112 | ILR | 145 | 0 | 0 | 25.08 | 41.4 | 3 |  | 2035 | 0 | 0 | 0 | 0 | 0 | 0 |  |  |  | 0 | 0 | 0 | 0 | 0 | 0 | 25.08 | 25.08 | 25.08 | 25.08 | 25.08 | 125.4 | 41.4 | 41.4 | 41.4 | 41.4 | 41.4 | 207 | 43 |  | 0 |  |  | #VALUE! |  |  | 0
0 | CABO DELGADO | SP | CIDADE DE PEMBA | Natite, Pemba Cidade | Refrigerator | PQS_refr | Vestfrost | VLS 404A AC |  | Electricity | 2019 | Functioning well |  |  |  |  | CCE not to replace |  |  | 2023-01-31 | Sousa Ribe | PQS E003/112 | ILR | 145 | 0 | 0 | 25.08 | 41.4 | 4 |  | 2034 | 0 | 0 | 0 | 0 | 0 | 0 |  |  |  | 0 | 0 | 0 | 0 | 0 | 0 | 25.08 | 25.08 | 25.08 | 25.08 | 25.08 | 125.4 | 41.4 | 41.4 | 41.4 | 41.4 | 41.4 | 207 | 44 |  | 0 |  |  | #VALUE! |  |  | 0
0 | CABO DELGADO | SP | CIDADE DE PEMBA | Ngonane, Pemba Cidade | Refrigerator | PQS_refr | Vestfrost | VLS 404A AC |  | Electricity | 2019 | Functioning well |  |  |  |  | CCE not to replace |  |  | 2023-01-31 | Sousa Ribe | PQS E003/112 | ILR | 145 | 0 | 0 | 25.08 | 41.4 | 4 |  | 2034 | 0 | 0 | 0 | 0 | 0 | 0 |  |  |  | 0 | 0 | 0 | 0 | 0 | 0 | 25.08 | 25.08 | 25.08 | 25.08 | 25.08 | 125.4 | 41.4 | 41.4 | 41.4 | 41.4 | 41.4 | 207 | 45 |  | 0 |  |  | #VALUE! |  |  | 0
0 | CABO DELGADO | SP | CIDADE DE PEMBA | Paquite, Pemba Cidade | Refrigerator | PQS_refr | Vestfrost | VLS 404A AC |  | Electricity | 2019 | Functioning well |  |  |  |  | CCE not to replace |  |  | 2023-01-31 | Sousa Ribe | PQS E003/112 | ILR | 145 | 0 | 0 | 25.08 | 41.4 | 4 |  | 2034 | 0 | 0 | 0 | 0 | 0 | 0 |  |  |  | 0 | 0 | 0 | 0 | 0 | 0 | 25.08 | 25.08 | 25.08 | 25.08 | 25.08 | 125.4 | 41.4 | 41.4 | 41.4 | 41.4 | 41.4 | 207 | 46 |  | 0 |  |  | #VALUE! |  |  | 0
0 | CABO DELGADO | SP | CIDADE DE PEMBA | Paquite, Pemba Cidade | Refrigerator | PQS_refr | Vestfrost | VLS 404A AC |  | Electricity | 2019 | Functioning well |  |  |  |  | CCE not to replace |  |  | 2023-01-31 | Sousa Ribe | PQS E003/112 | ILR | 145 | 0 | 0 | 25.08 | 41.4 | 4 |  | 2034 | 0 | 0 | 0 | 0 | 0 | 0 |  |  |  | 0 | 0 | 0 | 0 | 0 | 0 | 25.08 | 25.08 | 25.08 | 25.08 | 25.08 | 125.4 | 41.4 | 41.4 | 41.4 | 41.4 | 41.4 | 207 | 47 |  | 0 |  |  | #VALUE! |  |  | 0
0 | CABO DELGADO | LD | METUGE | Depósito D. METUGE | Refrigerator | PQS_refr | Vestfrost | VLS 054 SDD Greenline |  | Solar | 2021 | Functioning well |  |  |  |  | CCE not to replace |  | CCEOP1 | 2023-01-31 | Sousa Ribe | PQS E003/041 | SDR | 55.5 | 0 | 0 | 57.48 | 52 | 2 |  | 2036 | 0 | 0 | 0 | 0 | 0 | 0 |  |  |  | 0 | 0 | 0 | 0 | 0 | 0 | 57.48 | 57.48 | 57.48 | 57.48 | 57.48 | 287.4 | 52 | 52 | 52 | 52 | 52 | 260 | 48 |  | 0 |  |  | #VALUE! |  |  | 0
0 | CABO DELGADO | LD | METUGE | Depósito D. METUGE | Refrigerator | PQS_refr | Vestfrost | VLS 404A AC |  | Electricity | 2020 | Functioning well |  |  |  |  | CCE not to replace |  | CCEOP1 | 2023-01-31 | Sousa Ribe | PQS E003/112 | ILR | 145 | 0 | 0 | 25.08 | 41.4 | 3 |  | 2035 | 0 | 0 | 0 | 0 | 0 | 0 |  |  |  | 0 | 0 | 0 | 0 | 0 | 0 | 25.08 | 25.08 | 25.08 | 25.08 | 25.08 | 125.4 | 41.4 | 41.4 | 41.4 | 41.4 | 41.4 | 207 | 49 |  | 0 |  |  | #VALUE! |  |  | 0
0 | CABO DELGADO | SP | METUGE | Centro de Saude de Nacuta | Refrigerator | PQS_refr | Vestfrost | VLS 054 SDD Greenline |  | Solar | 2021 | Functioning well |  |  |  |  | CCE not to replace |  | CCEOP1 | 2023-01-31 | Sousa Ribe | PQS E003/041 | SDR | 55.5 | 0 | 0 | 57.48 | 52 | 2 |  | 2036 | 0 | 0 | 0 | 0 | 0 | 0 |  |  |  | 0 | 0 | 0 | 0 | 0 | 0 | 57.48 | 57.48 | 57.48 | 57.48 | 57.48 | 287.4 | 52 | 52 | 52 | 52 | 52 | 260 | 50 |  | 0 |  |  | #VALUE! |  |  | 0
0 | CABO DELGADO | SP | METUGE | Centro de Saude de Ntessa | Refrigerator | PQS_refr | Vestfrost | VLS 054 SDD Greenline |  | Solar | 2021 | Functioning well |  |  |  |  | CCE not to replace |  | CCEOP1 | 2023-01-31 | Sousa Ribe | PQS E003/041 | SDR | 55.5 | 0 | 0 | 57.48 | 52 | 2 |  | 2036 | 0 | 0 | 0 | 0 | 0 | 0 |  |  |  | 0 | 0 | 0 | 0 | 0 | 0 | 57.48 | 57.48 | 57.48 | 57.48 | 57.48 | 287.4 | 52 | 52 | 52 | 52 | 52 | 260 | 51 |  | 0 |  |  | #VALUE! |  |  | 0
0 | CABO DELGADO | SP | METUGE | Metuge Sede, Pemba Metuge | Refrigerator | PQS_refr | Vestfrost | VLS 026 RF Green Line |  | Solar | 2021 | Functioning well |  |  |  |  | CCE not to replace |  | CCEOP1 | 2023-01-31 | Sousa Ribe | PQS E003/091 | SDRF | 20 | 34.3 | 0 | 109.2 | 52 | 2 |  | 2036 | 0 | 0 | 0 | 0 | 0 | 0 |  |  |  | 0 | 0 | 0 | 0 | 0 | 0 | 109.2 | 109.2 | 109.2 | 109.2 | 109.2 | 546 | 52 | 52 | 52 | 52 | 52 | 260 | 52 |  | 0 |  |  | #VALUE! |  |  | 0
0 | CABO DELGADO | SP | METUGE | Mieze, Pemba Metuge | Refrigerator | PQS_refr | Vestfrost | VLS 026 RF Green Line |  | Solar | 2021 | Functioning well |  |  |  |  | CCE not to replace |  | CCEOP1 | 2023-01-31 | Sousa Ribe | PQS E003/091 | SDRF | 20 | 34.3 | 0 | 109.2 | 52 | 2 |  | 2036 | 0 | 0 | 0 | 0 | 0 | 0 |  |  |  | 0 | 0 | 0 | 0 | 0 | 0 | 109.2 | 109.2 | 109.2 | 109.2 | 109.2 | 546 | 52 | 52 | 52 | 52 | 52 | 260 | 53 |  | 0 |  |  | #VALUE! |  |  | 0
0 | CABO DELGADO | SP | METUGE | Nanlia, Pemba Metuge | Refrigerator | PQS_refr | Vestfrost | VLS 054 SDD Greenline |  | Solar | 2021 | Functioning well |  |  |  |  | CCE not to replace |  | CCEOP1 | 2023-01-31 | Sousa Ribe | PQS E003/041 | SDR | 55.5 | 0 | 0 | 57.48 | 52 | 2 |  | 2036 | 0 | 0 | 0 | 0 | 0 | 0 |  |  |  | 0 | 0 | 0 | 0 | 0 | 0 | 57.48 | 57.48 | 57.48 | 57.48 | 57.48 | 287.4 | 52 | 52 | 52 | 52 | 52 | 260 | 54 |  | 0 |  |  | #VALUE! |  |  | 0
0 | CABO DELGADO | LD | ANCUABE | Depósito D. ANCUABE | Refrigerator | PQS_refr | Vestfrost | VLS 026 RF Green Line |  | Solar | 2021 | Functioning well |  |  |  |  | CCE not to replace |  | CCEOP1 | 2023-01-31 | Sousa Ribe | PQS E003/091 | SDRF | 20 | 34.3 | 0 | 109.2 | 52 | 2 |  | 2036 | 0 | 0 | 0 | 0 | 0 | 0 |  |  |  | 0 | 0 | 0 | 0 | 0 | 0 | 109.2 | 109.2 | 109.2 | 109.2 | 109.2 | 546 | 52 | 52 | 52 | 52 | 52 | 260 | 55 |  | 0 |  |  | #VALUE! |  |  | 0
0 | CABO DELGADO | LD | ANCUABE | Depósito D. ANCUABE | Refrigerator | PQS_refr | Vestfrost | VLS 026 RF Green Line |  | Solar | 2021 | Functioning well |  |  |  |  | CCE not to replace |  | CCEOP1 | 2023-01-31 | Sousa Ribe | PQS E003/091 | SDRF | 20 | 34.3 | 0 | 109.2 | 52 | 2 |  | 2036 | 0 | 0 | 0 | 0 | 0 | 0 |  |  |  | 0 | 0 | 0 | 0 | 0 | 0 | 109.2 | 109.2 | 109.2 | 109.2 | 109.2 | 546 | 52 | 52 | 52 | 52 | 52 | 260 | 56 |  | 0 |  |  | #VALUE! |  |  | 0
0 | CABO DELGADO | LD | ANCUABE | Depósito D. ANCUABE | Refrigerator | PQS_refr | Vestfrost | VLS 056 RF SDD |  | Solar | 2021 | Functioning well |  |  |  |  | CCE not to replace |  | CCEOP1 | 2023-01-31 | Sousa Ribe | PQS E003/092 | SDRF | 36 | 34.3 | 0 | 116.04 | 52 | 2 |  | 2036 | 0 | 0 | 0 | 0 | 0 | 0 |  |  |  | 0 | 0 | 0 | 0 | 0 | 0 | 116.04 | 116.04 | 116.04 | 116.04 | 116.04 | 580.2 | 52 | 52 | 52 | 52 | 52 | 260 | 57 |  | 0 |  |  | #VALUE! |  |  | 0
0 | CABO DELGADO | SP | ANCUABE | Intutupue | Refrigerator | PQS_refr | Vestfrost | VLS 026 RF Green Line |  | Solar | 2021 | Functioning well |  |  |  |  | CCE not to replace |  | CCEOP1 | 2023-01-31 | Sousa Ribe | PQS E003/091 | SDRF | 20 | 34.3 | 0 | 109.2 | 52 | 2 |  | 2036 | 0 | 0 | 0 | 0 | 0 | 0 |  |  |  | 0 | 0 | 0 | 0 | 0 | 0 | 109.2 | 109.2 | 109.2 | 109.2 | 109.2 | 546 | 52 | 52 | 52 | 52 | 52 | 260 | 58 |  | 0 |  |  | #VALUE! |  |  | 0
0 | CABO DELGADO | SP | ANCUABE | Intutupue | Refrigerator | PQS_refr | Vestfrost | VLS 026 RF Green Line |  | Solar | 2021 | Functioning well |  |  |  |  | CCE not to replace |  | CCEOP1 | 2023-01-31 | Sousa Ribe | PQS E003/091 | SDRF | 20 | 34.3 | 0 | 109.2 | 52 | 2 |  | 2036 | 0 | 0 | 0 | 0 | 0 | 0 |  |  |  | 0 | 0 | 0 | 0 | 0 | 0 | 109.2 | 109.2 | 109.2 | 109.2 | 109.2 | 546 | 52 | 52 | 52 | 52 | 52 | 260 | 59 |  | 0 |  |  | #VALUE! |  |  | 0
0 | CABO DELGADO | SP | ANCUABE | Intutupue | Refrigerator | PQS_refr | Vestfrost | VLS 026 RF Green Line |  | Solar | 2021 | Functioning well |  |  |  |  | CCE not to replace |  | CCEOP1 | 2023-01-31 | Sousa Ribe | PQS E003/091 | SDRF | 20 | 34.3 | 0 | 109.2 | 52 | 2 |  | 2036 | 0 | 0 | 0 | 0 | 0 | 0 |  |  |  | 0 | 0 | 0 | 0 | 0 | 0 | 109.2 | 109.2 | 109.2 | 109.2 | 109.2 | 546 | 52 | 52 | 52 | 52 | 52 | 260 | 60 |  | 0 |  |  | #VALUE! |  |  | 0
0 | CABO DELGADO | SP | ANCUABE | Mariri | Refrigerator | PQS_refr | Vestfrost | VLS 056 RF SDD |  | Solar | 2020 | Functioning well |  |  |  |  | CCE not to replace |  | CCEOP1 | 2023-01-31 | Sousa Ribe | PQS E003/092 | SDRF | 36 | 34.3 | 0 | 116.04 | 52 | 3 |  | 2035 | 0 | 0 | 0 | 0 | 0 | 0 |  |  |  | 0 | 0 | 0 | 0 | 0 | 0 | 116.04 | 116.04 | 116.04 | 116.04 | 116.04 | 580.2 | 52 | 52 | 52 | 52 | 52 | 260 | 61 |  | 0 |  |  | #VALUE! |  |  | 0
0 | CABO DELGADO | SP | ANCUABE | Mesa | Refrigerator | PQS_refr | Vestfrost | VLS 056 RF SDD |  | Solar | 2020 | Functioning well |  |  |  |  | CCE not to replace |  | CCEOP1 | 2023-01-31 | Sousa Ribe | PQS E003/092 | SDRF | 36 | 34.3 | 0 | 116.04 | 52 | 3 |  | 2035 | 0 | 0 | 0 | 0 | 0 | 0 |  |  |  | 0 | 0 | 0 | 0 | 0 | 0 | 116.04 | 116.04 | 116.04 | 116.04 | 116.04 | 580.2 | 52 | 52 | 52 | 52 | 52 | 260 | 62 |  | 0 |  |  | #VALUE! |  |  | 0
0 | CABO DELGADO | SP | ANCUABE | Metoro, Ancuabe | Refrigerator | PQS_refr | Vestfrost | VLS 056 RF SDD |  | Solar | 2020 | Functioning well |  |  |  |  | CCE not to replace |  | CCEOP1 | 2023-01-31 | Sousa Ribe | PQS E003/092 | SDRF | 36 | 34.3 | 0 | 116.04 | 52 | 3 |  | 2035 | 0 | 0 | 0 | 0 | 0 | 0 |  |  |  | 0 | 0 | 0 | 0 | 0 | 0 | 116.04 | 116.04 | 116.04 | 116.04 | 116.04 | 580.2 | 52 | 52 | 52 | 52 | 52 | 260 | 63 |  | 0 |  |  | #VALUE! |  |  | 0
0 | CABO DELGADO | SP | ANCUABE | Minheuene | Refrigerator | PQS_refr | Vestfrost | VLS 054 SDD Greenline |  | Solar | 2020 | Functioning well |  |  |  |  | CCE not to replace |  | CCEOP1 | 2023-01-31 | Sousa Ribe | PQS E003/041 | SDR | 55.5 | 0 | 0 | 57.48 | 52 | 3 |  | 2035 | 0 | 0 | 0 | 0 | 0 | 0 |  |  |  | 0 | 0 | 0 | 0 | 0 | 0 | 57.48 | 57.48 | 57.48 | 57.48 | 57.48 | 287.4 | 52 | 52 | 52 | 52 | 52 | 260 | 64 |  | 0 |  |  | #VALUE! |  |  | 0
0 | CABO DELGADO | SP | ANCUABE | Nacuale | Refrigerator | PQS_refr | Vestfrost | VLS 054 SDD Greenline |  | Solar | 2020 | Functioning well |  |  |  |  | CCE not to replace |  | CCEOP1 | 2023-01-31 | Sousa Ribe | PQS E003/041 | SDR | 55.5 | 0 | 0 | 57.48 | 52 | 3 |  | 2035 | 0 | 0 | 0 | 0 | 0 | 0 |  |  |  | 0 | 0 | 0 | 0 | 0 | 0 | 57.48 | 57.48 | 57.48 | 57.48 | 57.48 | 287.4 | 52 | 52 | 52 | 52 | 52 | 260 | 65 |  | 0 |  |  | #VALUE! |  |  | 0
0 | CABO DELGADO | SP | ANCUABE | Ngeue, Ancuabe | Refrigerator | PQS_refr | Vestfrost | VLS 054 SDD Greenline |  | Solar | 2020 | Functioning well |  |  |  |  | CCE not to replace |  | CCEOP1 | 2023-01-31 | Sousa Ribe | PQS E003/041 | SDR | 55.5 | 0 | 0 | 57.48 | 52 | 3 |  | 2035 | 0 | 0 | 0 | 0 | 0 | 0 |  |  |  | 0 | 0 | 0 | 0 | 0 | 0 | 57.48 | 57.48 | 57.48 | 57.48 | 57.48 | 287.4 | 52 | 52 | 52 | 52 | 52 | 260 | 66 |  | 0 |  |  | #VALUE! |  |  | 0
0 | CABO DELGADO | LD | MONTEPUEZ | Depósito D. MONTEPUEZ | Refrigerator | PQS_refr | Vestfrost | VLS 054 SDD Greenline |  | Solar | 2020 | Functioning well |  |  |  |  | CCE not to replace |  | CCEOP1 | 2023-01-31 | Sousa Ribe | PQS E003/041 | SDR | 55.5 | 0 | 0 | 57.48 | 52 | 3 |  | 2035 | 0 | 0 | 0 | 0 | 0 | 0 |  |  |  | 0 | 0 | 0 | 0 | 0 | 0 | 57.48 | 57.48 | 57.48 | 57.48 | 57.48 | 287.4 | 52 | 52 | 52 | 52 | 52 | 260 | 67 |  | 0 |  |  | #VALUE! |  |  | 0
0 | CABO DELGADO | LD | MONTEPUEZ | Depósito D. MONTEPUEZ | Refrigerator | PQS_refr | Vestfrost | VLS 054 SDD Greenline |  | Solar | 2020 | Functioning well |  |  |  |  | CCE not to replace |  | CCEOP1 | 2023-01-31 | Sousa Ribe | PQS E003/041 | SDR | 55.5 | 0 | 0 | 57.48 | 52 | 3 |  | 2035 | 0 | 0 | 0 | 0 | 0 | 0 |  |  |  | 0 | 0 | 0 | 0 | 0 | 0 | 57.48 | 57.48 | 57.48 | 57.48 | 57.48 | 287.4 | 52 | 52 | 52 | 52 | 52 | 260 | 68 |  | 0 |  |  | #VALUE! |  |  | 0
0 | CABO DELGADO | LD | MONTEPUEZ | Depósito D. MONTEPUEZ | Refrigerator | PQS_refr | Vestfrost | VLS 054 SDD Greenline |  | Solar | 2020 | Functioning well |  |  |  |  | CCE not to replace |  | CCEOP1 | 2023-01-31 | Sousa Ribe | PQS E003/041 | SDR | 55.5 | 0 | 0 | 57.48 | 52 | 3 |  | 2035 | 0 | 0 | 0 | 0 | 0 | 0 |  |  |  | 0 | 0 | 0 | 0 | 0 | 0 | 57.48 | 57.48 | 57.48 | 57.48 | 57.48 | 287.4 | 52 | 52 | 52 | 52 | 52 | 260 | 69 |  | 0 |  |  | #VALUE! |  |  | 0
0 | CABO DELGADO | SP | MONTEPUEZ | Linde, Montepuez | Refrigerator | PQS_refr | Vestfrost | VLS 026 RF Green Line |  | Solar | 2020 | Functioning well |  |  |  |  | CCE not to replace |  | CCEOP1 | 2023-01-31 | Sousa Ribe | PQS E003/091 | SDRF | 20 | 34.3 | 0 | 109.2 | 52 | 3 |  | 2035 | 0 | 0 | 0 | 0 | 0 | 0 |  |  |  | 0 | 0 | 0 | 0 | 0 | 0 | 109.2 | 109.2 | 109.2 | 109.2 | 109.2 | 546 | 52 | 52 | 52 | 52 | 52 | 260 | 70 |  | 0 |  |  | #VALUE! |  |  | 0
0 | CABO DELGADO | SP | MONTEPUEZ | Mapupulo | Refrigerator | PQS_refr | Vestfrost | VLS 026 RF Green Line |  | Solar | 2020 | Functioning well |  |  |  |  | CCE not to replace |  | CCEOP1 | 2023-01-31 | Sousa Ribe | PQS E003/091 | SDRF | 20 | 34.3 | 0 | 109.2 | 52 | 3 |  | 2035 | 0 | 0 | 0 | 0 | 0 | 0 |  |  |  | 0 | 0 | 0 | 0 | 0 | 0 | 109.2 | 109.2 | 109.2 | 109.2 | 109.2 | 546 | 52 | 52 | 52 | 52 | 52 | 260 | 71 |  | 0 |  |  | #VALUE! |  |  | 0
0 | CABO DELGADO | SP | MONTEPUEZ | Mirate | Refrigerator | PQS_refr | Vestfrost | VLS 026 RF Green Line |  | Solar | 2020 | Functioning well |  |  |  |  | CCE not to replace |  | CCEOP1 | 2023-01-31 | Sousa Ribe | PQS E003/091 | SDRF | 20 | 34.3 | 0 | 109.2 | 52 | 3 |  | 2035 | 0 | 0 | 0 | 0 | 0 | 0 |  |  |  | 0 | 0 | 0 | 0 | 0 | 0 | 109.2 | 109.2 | 109.2 | 109.2 | 109.2 | 546 | 52 | 52 | 52 | 52 | 52 | 260 | 72 |  | 0
0 | CABO DELGADO | SP | MONTEPUEZ | Montepuez Sede, Montepuez | Refrigerator | PQS_refr | Vestfrost | VLS 026 RF Green Line |  | Solar | 2020 | Functioning well |  |  |  |  | CCE not to replace |  | CCEOP1 | 2023-01-31 | Sousa Ribe | PQS E003/091 | SDRF | 20 | 34.3 | 0 | 109.2 | 52 | 3 |  | 2035 | 0 | 0 | 0 | 0 | 0 | 0 |  |  |  | 0 | 0 | 0 | 0 | 0 | 0 | 109.2 | 109.2 | 109.2 | 109.2 | 109.2 | 546 | 52 | 52 | 52 | 52 | 52 | 260 | 73 |  | 0
0 | CABO DELGADO | SP | MONTEPUEZ | Nairoto | Refrigerator | PQS_refr | Vestfrost | VLS 026 RF Green Line |  | Solar | 2020 | Functioning well |  |  |  |  | CCE not to replace |  | CCEOP1 | 2023-01-31 | Sousa Ribe | PQS E003/091 | SDRF | 20 | 34.3 | 0 | 109.2 | 52 | 3 |  | 2035 | 0 | 0 | 0 | 0 | 0 | 0 |  |  |  | 0 | 0 | 0 | 0 | 0 | 0 | 109.2 | 109.2 | 109.2 | 109.2 | 109.2 | 546 | 52 | 52 | 52 | 52 | 52 | 260 | 74 |  | 0
0 | CABO DELGADO | SP | MONTEPUEZ | Namanhumbir, Montepuez | Refrigerator | PQS_refr | Vestfrost | VLS 026 RF Green Line |  | Solar | 2020 | Functioning well |  |  |  |  | CCE not to replace |  | CCEOP1 | 2023-01-31 | Sousa Ribe | PQS E003/091 | SDRF | 20 | 34.3 | 0 | 109.2 | 52 | 3 |  | 2035 | 0 | 0 | 0 | 0 | 0 | 0 |  |  |  | 0 | 0 | 0 | 0 | 0 | 0 | 109.2 | 109.2 | 109.2 | 109.2 | 109.2 | 546 | 52 | 52 | 52 | 52 | 52 | 260 | 75 |  | 0
0 | CABO DELGADO | SP | MONTEPUEZ | Namueto, Montepuez | Refrigerator | PQS_refr | Vestfrost | VLS 026 RF Green Line |  | Solar | 2020 | Functioning well |  |  |  |  | CCE not to replace |  | CCEOP1 | 2023-01-31 | Sousa Ribe | PQS E003/091 | SDRF | 20 | 34.3 | 0 | 109.2 | 52 | 3 |  | 2035 | 0 | 0 | 0 | 0 | 0 | 0 |  |  |  | 0 | 0 | 0 | 0 | 0 | 0 | 109.2 | 109.2 | 109.2 | 109.2 | 109.2 | 546 | 52 | 52 | 52 | 52 | 52 | 260 | 76 |  | 0
0 | CABO DELGADO | SP | MONTEPUEZ | Nihula | Refrigerator | PQS_refr | Vestfrost | VLS 026 RF Green Line |  | Solar | 2020 | Functioning well |  |  |  |  | CCE not to replace |  | CCEOP1 | 2023-01-31 | Sousa Ribe | PQS E003/091 | SDRF | 20 | 34.3 | 0 | 109.2 | 52 | 3 |  | 2035 | 0 | 0 | 0 | 0 | 0 | 0 |  |  |  | 0 | 0 | 0 | 0 | 0 | 0 | 109.2 | 109.2 | 109.2 | 109.2 | 109.2 | 546 | 52 | 52 | 52 | 52 | 52 | 260 | 77 |  | 0
0 | CABO DELGADO | SP | MONTEPUEZ | Nropa, Montepuez | Refrigerator | PQS_refr | Vestfrost | VLS 026 RF Green Line |  | Solar | 2021 | Functioning well |  |  |  |  | CCE not to replace |  | CCEOP1 | 2023-01-31 | Sousa Ribe | PQS E003/091 | SDRF | 20 | 34.3 | 0 | 109.2 | 52 | 2 |  | 2036 | 0 | 0 | 0 | 0 | 0 | 0 |  |  |  | 0 | 0 | 0 | 0 | 0 | 0 | 109.2 | 109.2 | 109.2 | 109.2 | 109.2 | 546 | 52 | 52 | 52 | 52 | 52 | 260 | 78 |  | 0
0 | CABO DELGADO | SP | MONTEPUEZ | Ntapata | Refrigerator | PQS_refr | Vestfrost | VLS 026 RF Green Line |  | Solar | 2021 | Functioning well |  |  |  |  | CCE not to replace |  | CCEOP1 | 2023-01-31 | Sousa Ribe | PQS E003/091 | SDRF | 20 | 34.3 | 0 | 109.2 | 52 | 2 |  | 2036 | 0 | 0 | 0 | 0 | 0 | 0 |  |  |  | 0 | 0 | 0 | 0 | 0 | 0 | 109.2 | 109.2 | 109.2 | 109.2 | 109.2 | 546 | 52 | 52 | 52 | 52 | 52 | 260 | 79 |  | 0
0 | CABO DELGADO | SP | MONTEPUEZ | Ntapata | Refrigerator | PQS_refr | Vestfrost | VLS 026 RF Green Line |  | Solar | 2021 | Functioning well |  |  |  |  | CCE not to replace |  | CCEOP1 | 2023-01-31 | Sousa Ribe | PQS E003/091 | SDRF | 20 | 34.3 | 0 | 109.2 | 52 | 2 |  | 2036 | 0 | 0 | 0 | 0 | 0 | 0 |  |  |  | 0 | 0 | 0 | 0 | 0 | 0 | 109.2 | 109.2 | 109.2 | 109.2 | 109.2 | 546 | 52 | 52 | 52 | 52 | 52 | 260 | 80 |  | 0
0 | CABO DELGADO | SP | MONTEPUEZ | Ntapata | Refrigerator | PQS_refr | Vestfrost | VLS 026 RF Green Line |  | Solar | 2021 | Functioning well |  |  |  |  | CCE not to replace |  | CCEOP1 | 2023-01-31 | Sousa Ribe | PQS E003/091 | SDRF | 20 | 34.3 | 0 | 109.2 | 52 | 2 |  | 2036 | 0 | 0 | 0 | 0 | 0 | 0 |  |  |  | 0 | 0 | 0 | 0 | 0 | 0 | 109.2 | 109.2 | 109.2 | 109.2 | 109.2 | 546 | 52 | 52 | 52 | 52 | 52 | 260 | 81 |  | 0
0 | CABO DELGADO | LD | MACOMIA | Depósito D. MACOMIA | Refrigerator | PQS_refr | Vestfrost | VLS 026 RF Green Line |  | Solar | 2020 | Not functional, for breakage |  |  |  |  | CCE to remove & replace | Damaged during conflict | CCEOP1 | 2023-01-31 | Sousa Ribe | PQS E003/091 | SDRF | 20 | 34.3 | 0 | 109.2 | 52 | 3 | 2023 | 2023 | 1 | 0 | 0 | 0 | 0 | 1 |  |  |  | #N/A | 0 | 0 | 0 | 0 | #N/A | #N/A | #N/A | #N/A | #N/A | #N/A | #N/A | #N/A | #N/A | #N/A | #N/A | #N/A | #N/A | 82 |  | 0
0 | CABO DELGADO | LD | MACOMIA | Depósito D. MACOMIA | Refrigerator | PQS_refr | Vestfrost | VLS 026 RF Green Line |  | Solar | 2020 | Not functional, for breakage |  |  |  |  | CCE to remove & replace | Damaged during conflict | CCEOP1 | 2023-01-31 | Sousa Ribe | PQS E003/091 | SDRF | 20 | 34.3 | 0 | 109.2 | 52 | 3 | 2023 | 2023 | 1 | 0 | 0 | 0 | 0 | 1 |  |  |  | #N/A | 0 | 0 | 0 | 0 | #N/A | #N/A | #N/A | #N/A | #N/A | #N/A | #N/A | #N/A | #N/A | #N/A | #N/A | #N/A | #N/A | 83 |  | 0
0 | CABO DELGADO | LD | MACOMIA | Depósito D. MACOMIA | Refrigerator | PQS_refr | Vestfrost | VLS 026 RF Green Line |  | Solar | 2020 | Not functional, for breakage |  |  |  |  | CCE to remove & replace | Damaged during conflict | CCEOP1 | 2023-01-31 | Sousa Ribe | PQS E003/091 | SDRF | 20 | 34.3 | 0 | 109.2 | 52 | 3 | 2023 | 2023 | 1 | 0 | 0 | 0 | 0 | 1 |  |  |  | #N/A | 0 | 0 | 0 | 0 | #N/A | #N/A | #N/A | #N/A | #N/A | #N/A | #N/A | #N/A | #N/A | #N/A | #N/A | #N/A | #N/A | 84 |  | 0
0 | CABO DELGADO | SP | MACOMIA | Chai, Macomia | Refrigerator | PQS_refr | Vestfrost | VLS 026 RF Green Line |  | Solar | 2020 | Not functional, for breakage |  |  |  |  | CCE to remove & replace | Damaged during conflict | CCEOP1 | 2023-01-31 | Sousa Ribe | PQS E003/091 | SDRF | 20 | 34.3 | 0 | 109.2 | 52 | 3 | 2023 | 2023 | 1 | 0 | 0 | 0 | 0 | 1 |  |  |  | #N/A | 0 | 0 | 0 | 0 | #N/A | #N/A | #N/A | #N/A | #N/A | #N/A | #N/A | #N/A | #N/A | #N/A | #N/A | #N/A | #N/A | 85 |  | 0
0 | CABO DELGADO | SP | MACOMIA | Chai, Macomia | Refrigerator | PQS_refr | Vestfrost | VLS 026 RF Green Line |  | Solar | 2020 | Not functional, for breakage |  |  |  |  | CCE to remove & replace | Damaged during conflict | CCEOP1 | 2023-01-31 | Sousa Ribe | PQS E003/091 | SDRF | 20 | 34.3 | 0 | 109.2 | 52 | 3 | 2023 | 2023 | 1 | 0 | 0 | 0 | 0 | 1 |  |  |  | #N/A | 0 | 0 | 0 | 0 | #N/A | #N/A | #N/A | #N/A | #N/A | #N/A | #N/A | #N/A | #N/A | #N/A | #N/A | #N/A | #N/A | 86 |  | 0
0 | CABO DELGADO | SP | MACOMIA | Macomia Sede, Macomia | Refrigerator | PQS_refr | Vestfrost | VLS 026 RF Green Line |  | Solar | 2020 | Not functional, for breakage |  |  |  |  | CCE to remove & replace | Damaged during conflict | CCEOP1 | 2023-01-31 | Sousa Ribe | PQS E003/091 | SDRF | 20 | 34.3 | 0 | 109.2 | 52 | 3 | 2023 | 2023 | 1 | 0 | 0 | 0 | 0 | 1 |  |  |  | #N/A | 0 | 0 | 0 | 0 | #N/A | #N/A | #N/A | #N/A | #N/A | #N/A | #N/A | #N/A | #N/A | #N/A | #N/A | #N/A | #N/A | 87 |  | 0
0 | CABO DELGADO | SP | MACOMIA | Macomia Sede, Macomia | Refrigerator | PQS_refr | Vestfrost | VLS 026 RF Green Line |  | Solar | 2020 | Not functional, for breakage |  |  |  |  | CCE to remove & replace | Damaged during conflict | CCEOP1 | 2023-01-31 | Sousa Ribe | PQS E003/091 | SDRF | 20 | 34.3 | 0 | 109.2 | 52 | 3 | 2023 | 2023 | 1 | 0 | 0 | 0 | 0 | 1 |  |  |  | #N/A | 0 | 0 | 0 | 0 | #N/A | #N/A | #N/A | #N/A | #N/A | #N/A | #N/A | #N/A | #N/A | #N/A | #N/A | #N/A | #N/A | 88 |  | 0
0 | CABO DELGADO | SP | MACOMIA | Macomia Sede, Macomia | Refrigerator | PQS_refr | Vestfrost | VLS 026 RF Green Line |  | Solar | 2020 | Not functional, for breakage |  |  |  |  | CCE to remove & replace | Damaged during conflict | CCEOP1 | 2023-01-31 | Sousa Ribe | PQS E003/091 | SDRF | 20 | 34.3 | 0 | 109.2 | 52 | 3 | 2023 | 2023 | 1 | 0 | 0 | 0 | 0 | 1 |  |  |  | #N/A | 0 | 0 | 0 | 0 | #N/A | #N/A | #N/A | #N/A | #N/A | #N/A | #N/A | #N/A | #N/A | #N/A | #N/A | #N/A | #N/A | 89 |  | 0
0 | CABO DELGADO | SP | MACOMIA | Macomia Sede, Macomia | Refrigerator | PQS_refr | Vestfrost | VLS 026 RF Green Line |  | Solar | 2020 | Not functional, for breakage |  |  |  |  | CCE to remove & replace | Damaged during conflict | CCEOP1 | 2023-01-31 | Sousa Ribe | PQS E003/091 | SDRF | 20 | 34.3 | 0 | 109.2 | 52 | 3 | 2023 | 2023 | 1 | 0 | 0 | 0 | 0 | 1 |  |  |  | #N/A | 0 | 0 | 0 | 0 | #N/A | #N/A | #N/A | #N/A | #N/A | #N/A | #N/A | #N/A | #N/A | #N/A | #N/A | #N/A | #N/A | 90 |  | 0
0 | CABO DELGADO | SP | MACOMIA | Macomia Sede, Macomia | Refrigerator | PQS_refr | Vestfrost | VLS 026 RF Green Line |  | Solar | 2020 | Not functional, for breakage |  |  |  |  | CCE to remove & replace | Damaged during conflict | CCEOP1 | 2023-01-31 | Sousa Ribe | PQS E003/091 | SDRF | 20 | 34.3 | 0 | 109.2 | 52 | 3 | 2023 | 2023 | 1 | 0 | 0 | 0 | 0 | 1 |  |  |  | #N/A | 0 | 0 | 0 | 0 | #N/A | #N/A | #N/A | #N/A | #N/A | #N/A | #N/A | #N/A | #N/A | #N/A | #N/A | #N/A | #N/A | 91 |  | 0
0 | CABO DELGADO | LD | BALAMA | Depósito D. BALAMA | Refrigerator | PQS_refr | Vestfrost | VLS 026 RF Green Line |  | Solar | 2020 | Functioning well |  |  |  |  | CCE not to replace |  | CCEOP1 | 2023-01-31 | Sousa Ribe | PQS E003/091 | SDRF | 20 | 34.3 | 0 | 109.2 | 52 | 3 |  | 2035 | 0 | 0 | 0 | 0 | 0 | 0 |  |  |  | 0 | 0 | 0 | 0 | 0 | 0 | 109.2 | 109.2 | 109.2 | 109.2 | 109.2 | 546 | 52 | 52 | 52 | 52 | 52 | 260 | 92 |  | 0
0 | CABO DELGADO | LD | BALAMA | Depósito D. BALAMA | Refrigerator | PQS_refr | Vestfrost | VLS 026 RF Green Line |  | Solar | 2020 | Functioning well |  |  |  |  | CCE not to replace |  | CCEOP1 | 2023-01-31 | Sousa Ribe | PQS E003/091 | SDRF | 20 | 34.3 | 0 | 109.2 | 52 | 3 |  | 2035 | 0 | 0 | 0 | 0 | 0 | 0 |  |  |  | 0 | 0 | 0 | 0 | 0 | 0 | 109.2 | 109.2 | 109.2 | 109.2 | 109.2 | 546 | 52 | 52 | 52 | 52 | 52 | 260 | 93 |  | 0
0 | CABO DELGADO | LD | BALAMA | Depósito D. BALAMA | Refrigerator | PQS_refr | Vestfrost | VLS 026 RF Green Line |  | Solar | 2020 | Functioning well |  |  |  |  | CCE not to replace |  | CCEOP1 | 2023-01-31 | Sousa Ribe | PQS E003/091 | SDRF | 20 | 34.3 | 0 | 109.2 | 52 | 3 |  | 2035 | 0 | 0 | 0 | 0 | 0 | 0 |  |  |  | 0 | 0 | 0 | 0 | 0 | 0 | 109.2 | 109.2 | 109.2 | 109.2 | 109.2 | 546 | 52 | 52 | 52 | 52 | 52 | 260 | 94 |  | 0
0 | CABO DELGADO | SP | BALAMA | Balama Sede, Balama | Refrigerator | PQS_refr | Vestfrost | VLS 026 RF Green Line |  | Solar | 2020 | Functioning well |  |  |  |  | CCE not to replace |  | CCEOP1 | 2023-01-31 | Sousa Ribe | PQS E003/091 | SDRF | 20 | 34.3 | 0 | 109.2 | 52 | 3 |  | 2035 | 0 | 0 | 0 | 0 | 0 | 0 |  |  |  | 0 | 0 | 0 | 0 | 0 | 0 | 109.2 | 109.2 | 109.2 | 109.2 | 109.2 | 546 | 52 | 52 | 52 | 52 | 52 | 260 | 95 |  | 0
0 | CABO DELGADO | SP | BALAMA | Impire | Refrigerator | PQS_refr | Vestfrost | VLS 026 RF Green Line |  | Solar | 2021 | Functioning well |  |  |  |  | CCE not to replace |  | CCEOP1 | 2023-01-31 | Sousa Ribe | PQS E003/091 | SDRF | 20 | 34.3 | 0 | 109.2 | 52 | 2 |  | 2036 | 0 | 0 | 0 | 0 | 0 | 0 |  |  |  | 0 | 0 | 0 | 0 | 0 | 0 | 109.2 | 109.2 | 109.2 | 109.2 | 109.2 | 546 | 52 | 52 | 52 | 52 | 52 | 260 | 96 |  | 0
0 | CABO DELGADO | SP | BALAMA | Kwekwe | Refrigerator | PQS_refr | Vestfrost | VLS 026 RF Green Line |  | Solar | 2021 | Functioning well |  |  |  |  | CCE not to replace |  | CCEOP1 | 2023-01-31 | Sousa Ribe | PQS E003/091 | SDRF | 20 | 34.3 | 0 | 109.2 | 52 | 2 |  | 2036 | 0 | 0 | 0 | 0 | 0 | 0 |  |  |  | 0 | 0 | 0 | 0 | 0 | 0 | 109.2 | 109.2 | 109.2 | 109.2 | 109.2 | 546 | 52 | 52 | 52 | 52 | 52 | 260 | 97 |  | 0
0 | CABO DELGADO | SP | BALAMA | Mavala | Refrigerator | PQS_refr | Vestfrost | VLS 056 RF SDD |  | Solar | 2021 | Functioning well |  |  |  |  | CCE not to replace |  | CCEOP1 | 2023-01-31 | Sousa Ribe | PQS E003/092 | SDRF | 36 | 34.3 | 0 | 116.04 | 52 | 2 |  | 2036 | 0 | 0 | 0 | 0 | 0 | 0 |  |  |  | 0 | 0 | 0 | 0 | 0 | 0 | 116.04 | 116.04 | 116.04 | 116.04 | 116.04 | 580.2 | 52 | 52 | 52 | 52 | 52 | 260 | 98 |  | 0
0 | CABO DELGADO | SP | BALAMA | Metata, Balama | Refrigerator | PQS_refr | Vestfrost | VLS 056 RF SDD |  | Solar | 2021 | Functioning well |  |  |  |  | CCE not to replace |  | CCEOP1 | 2023-01-31 | Sousa Ribe | PQS E003/092 | SDRF | 36 | 34.3 | 0 | 116.04 | 52 | 2 |  | 2036 | 0 | 0 | 0 | 0 | 0 | 0 |  |  |  | 0 | 0 | 0 | 0 | 0 | 0 | 116.04 | 116.04 | 116.04 | 116.04 | 116.04 | 580.2 | 52 | 52 | 52 | 52 | 52 | 260 | 99 |  | 0
0 | CABO DELGADO | SP | BALAMA | Muape | Refrigerator | PQS_refr | Vestfrost | VLS 056 RF SDD |  | Solar | 2021 | Functioning well |  |  |  |  | CCE not to replace |  | CCEOP1 | 2023-01-31 | Sousa Ribe | PQS E003/092 | SDRF | 36 | 34.3 | 0 | 116.04 | 52 | 2 |  | 2036 | 0 | 0 | 0 | 0 | 0 | 0 |  |  |  | 0 | 0 | 0 | 0 | 0 | 0 | 116.04 | 116.04 | 116.04 | 116.04 | 116.04 | 580.2 | 52 | 52 | 52 | 52 | 52 | 260 | 100 |  | 0
0 | CABO DELGADO | SP | BALAMA | Muripa, Balama | Refrigerator | PQS_refr | Vestfrost | VLS 056 RF SDD |  | Solar | 2020 | Functioning well |  |  |  |  | CCE not to replace |  | CCEOP1 | 2023-01-31 | Sousa Ribe | PQS E003/092 | SDRF | 36 | 34.3 | 0 | 116.04 | 52 | 3 |  | 2035 | 0 | 0 | 0 | 0 | 0 | 0 |  |  |  | 0 | 0 | 0 | 0 | 0 | 0 | 116.04 | 116.04 | 116.04 | 116.04 | 116.04 | 580.2 | 52 | 52 | 52 | 52 | 52 | 260 | 101 |  | 0
0 | CABO DELGADO | SP | BALAMA | Ntete | Refrigerator | PQS_refr | Vestfrost | VLS 154 SDD Greenline |  | Solar | 2020 | Functioning well |  |  |  |  | CCE not to replace |  |  | 2023-01-31 | Sousa Ribe | PQS E003/054 | SDR | 170 | 0 | 0 | 97.272 | 52 | 3 |  | 2035 | 0 | 0 | 0 | 0 | 0 | 0 |  |  |  | 0 | 0 | 0 | 0 | 0 | 0 | 97.272 | 97.272 | 97.272 | 97.272 | 97.272 | 486.36 | 52 | 52 | 52 | 52 | 52 | 260 | 102 |  | 0
0 | CABO DELGADO | LD | NAMUMO | Depósito D. NAMUMO | Refrigerator | PQS_refr | Vestfrost | VLS 404A AC |  | Electricity | 2020 | Functioning well |  |  |  |  | CCE not to replace |  | CCEOP1 | 2023-01-31 | Sousa Ribe | PQS E003/112 | ILR | 145 | 0 | 0 | 25.08 | 41.4 | 3 |  | 2035 | 0 | 0 | 0 | 0 | 0 | 0 |  |  |  | 0 | 0 | 0 | 0 | 0 | 0 | 25.08 | 25.08 | 25.08 | 25.08 | 25.08 | 125.4 | 41.4 | 41.4 | 41.4 | 41.4 | 41.4 | 207 | 103 |  | 0
0 | CABO DELGADO | SP | NAMUMO | Hucula | Refrigerator | PQS_refr | B Medical Systems Sarl (Dometic) | TCW 80 AC |  | Electricity | 2020 | Functioning well |  |  |  |  | CCE not to replace |  | CCEOP1 | 2023-01-31 | Sousa Ribe | PQS E003/101 | ILR | 80.5 | 0 | 0 | 71.808 | 69.6 | 3 |  | 2035 | 0 | 0 | 0 | 0 | 0 | 0 |  |  |  | 0 | 0 | 0 | 0 | 0 | 0 | 71.808 | 71.808 | 71.808 | 71.808 | 71.808 | 359.04 | 69.6 | 69.6 | 69.6 | 69.6 | 69.6 | 348 | 104 |  | 0
0 | CABO DELGADO | SP | NAMUMO | Machoca | Refrigerator | PQS_refr | Vestfrost | VLS 404A AC |  | Electricity | 2020 | Functioning well |  |  |  |  | CCE not to replace |  | CCEOP1 | 2023-01-31 | Sousa Ribe | PQS E003/112 | ILR | 145 | 0 | 0 | 25.08 | 41.4 | 3 |  | 2035 | 0 | 0 | 0 | 0 | 0 | 0 |  |  |  | 0 | 0 | 0 | 0 | 0 | 0 | 25.08 | 25.08 | 25.08 | 25.08 | 25.08 | 125.4 | 41.4 | 41.4 | 41.4 | 41.4 | 41.4 | 207 | 105 |  | 0
0 | CABO DELGADO | SP | NAMUMO | Meloco, Namuno | Refrigerator | PQS_refr | Vestfrost | MK 144 |  | Electricity | 2020 | Functional, needs repair | Yes | Yes |  |  | CCE not to replace |  |  | 2023-01-31 | Sousa Ribe | PQS E003/022 | ILR | 48 | 0 | 0 | 14.736 | 138 | 3 |  | 2035 | 0 | 0 | 0 | 0 | 0 | 0 |  |  |  | 0 | 0 | 0 | 0 | 0 | 0 | 14.736 | 14.736 | 14.736 | 14.736 | 14.736 | 73.68 | 138 | 138 | 138 | 138 | 138 | 690 | 106 |  | 0
0 | CABO DELGADO | SP | NAMUMO | Namacaca | Refrigerator | PQS_refr | Vestfrost | VLS 054 SDD Greenline |  | Solar | 2020 | Functioning well |  |  |  |  | CCE not to replace |  | CCEOP1 | 2023-01-31 | Sousa Ribe | PQS E003/041 | SDR | 55.5 | 0 | 0 | 57.48 | 52 | 3 |  | 2035 | 0 | 0 | 0 | 0 | 0 | 0 |  |  |  | 0 | 0 | 0 | 0 | 0 | 0 | 57.48 | 57.48 | 57.48 | 57.48 | 57.48 | 287.4 | 52 | 52 | 52 | 52 | 52 | 260 | 107 |  | 0
0 | CABO DELGADO | SP | NAMUMO | Namuno Sede, Namuno | Refrigerator | PQS_refr | Vestfrost | VLS 056 RF SDD |  | Solar | 2019 | Functional, needs repair | Yes | Yes |  |  | CCE not to replace |  |  | 2023-01-31 | Sousa Ribe | PQS E003/092 | SDRF | 36 | 34.3 | 0 | 116.04 | 52 | 4 |  | 2034 | 0 | 0 | 0 | 0 | 0 | 0 |  |  |  | 0 | 0 | 0 | 0 | 0 | 0 | 116.04 | 116.04 | 116.04 | 116.04 | 116.04 | 580.2 | 52 | 52 | 52 | 52 | 52 | 260 | 108 |  | 0
0 | CABO DELGADO | SP | NAMUMO | Nanrapa, Namuno | Refrigerator | PQS_refr | Vestfrost | VLS 054 SDD Greenline |  | Solar | 2020 | Functioning well |  |  |  |  | CCE not to replace |  | CCEOP1 | 2023-01-31 | Sousa Ribe | PQS E003/041 | SDR | 55.5 | 0 | 0 | 57.48 | 52 | 3 |  | 2035 | 0 | 0 | 0 | 0 | 0 | 0 |  |  |  | 0 | 0 | 0 | 0 | 0 | 0 | 57.48 | 57.48 | 57.48 | 57.48 | 57.48 | 287.4 | 52 | 52 | 52 | 52 | 52 | 260 | 109 |  | 0
0 | CABO DELGADO | SP | NAMUMO | Ncumpe | Refrigerator | PQS_refr | Vestfrost | VLS 056 RF SDD |  | Solar | 2019 | Functional, needs repair | Yes | Yes |  |  | CCE not to replace |  |  | 2023-01-31 | Sousa Ribe | PQS E003/092 | SDRF | 36 | 34.3 | 0 | 116.04 | 52 | 4 |  | 2034 | 0 | 0 | 0 | 0 | 0 | 0 |  |  |  | 0 | 0 | 0 | 0 | 0 | 0 | 116.04 | 116.04 | 116.04 | 116.04 | 116.04 | 580.2 | 52 | 52 | 52 | 52 | 52 | 260 | 110 |  | 0
0 | CABO DELGADO | SP | NAMUMO | Nicuita | Refrigerator | PQS_refr | Vestfrost | VLS 056 RF SDD |  | Solar | 2020 | Functioning well |  |  |  |  | CCE not to replace |  | CCEOP1 | 2023-01-31 | Sousa Ribe | PQS E003/092 | SDRF | 36 | 34.3 | 0 | 116.04 | 52 | 3 |  | 2035 | 0 | 0 | 0 | 0 | 0 | 0 |  |  |  | 0 | 0 | 0 | 0 | 0 | 0 | 116.04 | 116.04 | 116.04 | 116.04 | 116.04 | 580.2 | 52 | 52 | 52 | 52 | 52 | 260 | 111 |  | 0
0 | CABO DELGADO | SP | NAMUMO | Papai | Refrigerator | PQS_refr | Vestfrost | VLS 056 RF SDD |  | Solar | 2019 | Functioning well |  |  |  |  | CCE not to replace |  |  | 2023-01-31 | Sousa Ribe | PQS E003/092 | SDRF | 36 | 34.3 | 0 | 116.04 | 52 | 4 |  | 2034 | 0 | 0 | 0 | 0 | 0 | 0 |  |  |  | 0 | 0 | 0 | 0 | 0 | 0 | 116.04 | 116.04 | 116.04 | 116.04 | 116.04 | 580.2 | 52 | 52 | 52 | 52 | 52 | 260 | 112 |  | 0
0 | CABO DELGADO | LD | CHIURE | Depósito D. CHIURE | Refrigerator | PQS_refr | Vestfrost | VLS 056 RF SDD |  | Solar | 2019 | Functioning well |  |  |  |  | CCE not to replace |  |  | 2023-01-31 | Sousa Ribe | PQS E003/092 | SDRF | 36 | 34.3 | 0 | 116.04 | 52 | 4 |  | 2034 | 0 | 0 | 0 | 0 | 0 | 0 |  |  |  | 0 | 0 | 0 | 0 | 0 | 0 | 116.04 | 116.04 | 116.04 | 116.04 | 116.04 | 580.2 | 52 | 52 | 52 | 52 | 52 | 260 | 113 |  | 0
0 | CABO DELGADO | LD | CHIURE | Depósito D. CHIURE | Refrigerator | PQS_refr | Vestfrost | VLS 056 RF SDD |  | Solar | 2019 | Functioning well |  |  |  |  | CCE not to replace |  |  | 2023-01-31 | Sousa Ribe | PQS E003/092 | SDRF | 36 | 34.3 | 0 | 116.04 | 52 | 4 |  | 2034 | 0 | 0 | 0 | 0 | 0 | 0 |  |  |  | 0 | 0 | 0 | 0 | 0 | 0 | 116.04 | 116.04 | 116.04 | 116.04 | 116.04 | 580.2 | 52 | 52 | 52 | 52 | 52 | 260 | 114 |  | 0
0 | CABO DELGADO | SP | CHIURE | Catapua, Chiure | Refrigerator | PQS_refr | Vestfrost | VLS 056 RF SDD |  | Solar | 2019 | Functioning well |  |  |  |  | CCE not to replace |  |  | 2023-01-31 | Sousa Ribe | PQS E003/092 | SDRF | 36 | 34.3 | 0 | 116.04 | 52 | 4 |  | 2034 | 0 | 0 | 0 | 0 | 0 | 0 |  |  |  | 0 | 0 | 0 | 0 | 0 | 0 | 116.04 | 116.04 | 116.04 | 116.04 | 116.04 | 580.2 | 52 | 52 | 52 | 52 | 52 | 260 | 115 |  | 0
0 | CABO DELGADO | SP | CHIURE | Centro de saude chiure velho | Refrigerator | PQS_refr | Vestfrost | VLS 056 RF SDD |  | Solar | 2019 | Functioning well |  |  |  |  | CCE not to replace |  |  | 2023-01-31 | Sousa Ribe | PQS E003/092 | SDRF | 36 | 34.3 | 0 | 116.04 | 52 | 4 |  | 2034 | 0 | 0 | 0 | 0 | 0 | 0 |  |  |  | 0 | 0 | 0 | 0 | 0 | 0 | 116.04 | 116.04 | 116.04 | 116.04 | 116.04 | 580.2 | 52 | 52 | 52 | 52 | 52 | 260 | 116 |  | 0
0 | CABO DELGADO | SP | CHIURE | Centro de saude de Bilibiza | Refrigerator | PQS_refr | Vestfrost | VLS 056 RF SDD |  | Solar | 2019 | Functional, needs repair | Yes | Yes |  |  | CCE not to replace |  |  | 2023-01-31 | Sousa Ribe | PQS E003/092 | SDRF | 36 | 34.3 | 0 | 116.04 | 52 | 4 |  | 2034 | 0 | 0 | 0 | 0 | 0 | 0 |  |  |  | 0 | 0 | 0 | 0 | 0 | 0 | 116.04 | 116.04 | 116.04 | 116.04 | 116.04 | 580.2 | 52 | 52 | 52 | 52 | 52 | 260 | 117 |  | 0
0 | CABO DELGADO | SP | CHIURE | Centro de saude de Muege | Refrigerator | PQS_refr | Vestfrost | VLS 056 RF SDD |  | Solar | 2019 | Functioning well |  |  |  |  | CCE not to replace |  |  | 2023-01-31 | Sousa Ribe | PQS E003/092 | SDRF | 36 | 34.3 | 0 | 116.04 | 52 | 4 |  | 2034 | 0 | 0 | 0 | 0 | 0 | 0 |  |  |  | 0 | 0 | 0 | 0 | 0 | 0 | 116.04 | 116.04 | 116.04 | 116.04 | 116.04 | 580.2 | 52 | 52 | 52 | 52 | 52 | 260 | 118 |  | 0
0 | CABO DELGADO | SP | CHIURE | Centro de saude de Namogelia | Refrigerator | PQS_refr | Vestfrost | VLS 056 RF SDD |  | Solar | 2022 | Functioning well |  |  |  |  | CCE not to replace |  | CCEOP1 | 2023-01-31 | Sousa Ribe | PQS E003/092 | SDRF | 36 | 34.3 | 0 | 116.04 | 52 | 1 |  | 2037 | 0 | 0 | 0 | 0 | 0 | 0 |  |  |  | 0 | 0 | 0 | 0 | 0 | 0 | 116.04 | 116.04 | 116.04 | 116.04 | 116.04 | 580.2 | 52 | 52 | 52 | 52 | 52 | 260 | 119 |  | 0
0 | CABO DELGADO | SP | CHIURE | Centro de saude de Ocua | Refrigerator | PQS_refr | Vestfrost | VLS 054 SDD Greenline |  | Solar | 2020 | Functioning well |  |  |  |  | CCE not to replace |  | CCEOP1 | 2023-01-31 | Sousa Ribe | PQS E003/041 | SDR | 55.5 | 0 | 0 | 57.48 | 52 | 3 |  | 2035 | 0 | 0 | 0 | 0 | 0 | 0 |  |  |  | 0 | 0 | 0 | 0 | 0 | 0 | 57.48 | 57.48 | 57.48 | 57.48 | 57.48 | 287.4 | 52 | 52 | 52 | 52 | 52 | 260 | 120 |  | 0
0 | CABO DELGADO | SP | CHIURE | Centro de saude Mazeze | Refrigerator | PQS_refr | B Medical Systems Sarl (Dometic) | TCW 3000 AC |  | Electricity | 2020 | Functioning well |  |  |  |  | CCE not to replace |  |  | 2023-01-31 | Sousa Ribe | PQS E003/017 | ILRorF | 150 | 150 | 0 | 62.76 | 82.2 | 3 |  | 2035 | 0 | 0 | 0 | 0 | 0 | 0 |  |  |  | 0 | 0 | 0 | 0 | 0 | 0 | 62.76 | 62.76 | 62.76 | 62.76 | 62.76 | 313.8 | 82.2 | 82.2 | 82.2 | 82.2 | 82.2 | 411 | 121 |  | 0
0 | CABO DELGADO | SP | CHIURE | Chiure Sede, Chiure | Refrigerator | PQS_refr | B Medical Systems Sarl (Dometic) | TCW 80 AC |  | Electricity | 2020 | Functioning well |  |  |  |  | CCE not to replace |  | CCEOP1 | 2023-01-31 | Sousa Ribe | PQS E003/101 | ILR | 80.5 | 0 | 0 | 71.808 | 69.6 | 3 |  | 2035 | 0 | 0 | 0 | 0 | 0 | 0 |  |  |  | 0 | 0 | 0 | 0 | 0 | 0 | 71.808 | 71.808 | 71.808 | 71.808 | 71.808 | 359.04 | 69.6 | 69.6 | 69.6 | 69.6 | 69.6 | 348 | 122 |  | 0
0 | CABO DELGADO | SP | CHIURE | Marera | Refrigerator | PQS_refr | Vestfrost | VLS 056 RF SDD |  | Solar | 2022 | Functioning well |  |  |  |  | CCE not to replace |  | CCEOP1 | 2023-01-31 | Sousa Ribe | PQS E003/092 | SDRF | 36 | 34.3 | 0 | 116.04 | 52 | 1 |  | 2037 | 0 | 0 | 0 | 0 | 0 | 0 |  |  |  | 0 | 0 | 0 | 0 | 0 | 0 | 116.04 | 116.04 | 116.04 | 116.04 | 116.04 | 580.2 | 52 | 52 | 52 | 52 | 52 | 260 | 123 |  | 0
0 | CABO DELGADO | SP | CHIURE | Mmala | Refrigerator | PQS_refr | Vestfrost | VLS 056 RF SDD |  | Solar | 2022 | Functioning well |  |  |  |  | CCE not to replace |  | CCEOP1 | 2023-01-31 | Sousa Ribe | PQS E003/092 | SDRF | 36 | 34.3 | 0 | 116.04 | 52 | 1 |  | 2037 | 0 | 0 | 0 | 0 | 0 | 0 |  |  |  | 0 | 0 | 0 | 0 | 0 | 0 | 116.04 | 116.04 | 116.04 | 116.04 | 116.04 | 580.2 | 52 | 52 | 52 | 52 | 52 | 260 | 124 |  | 0
0 | CABO DELGADO | SP | CHIURE | Nacoto, Chiure | Freezer | PQS_freezer | Vestfrost | MF 314 |  | Electricity | 2020 | Functioning well |  |  |  |  | CCE not to replace |  | CCEOP1 | 2023-01-31 | Sousa Ribe | PQS E003/023 | VWPF | 0 | 281 | 0 | 13.752 | 253.8 | 3 |  | 2035 | 0 | 0 | 0 | 0 | 0 | 0 |  |  |  | 0 | 0 | 0 | 0 | 0 | 0 | 13.752 | 13.752 | 13.752 | 13.752 | 13.752 | 68.76 | 253.8 | 253.8 | 253.8 | 253.8 | 253.8 | 1269 | 125 |  | 0
0 | CABO DELGADO | SP | CHIURE | Nacoto, Chiure | Refrigerator | PQS_refr | Vestfrost | VLS 056 RF SDD |  | Solar | 2022 | Functioning well |  |  |  |  | CCE not to replace |  | CCEOP1 | 2023-01-31 | Sousa Ribe | PQS E003/092 | SDRF | 36 | 34.3 | 0 | 116.04 | 52 | 1 |  | 2037 | 0 | 0 | 0 | 0 | 0 | 0 |  |  |  | 0 | 0 | 0 | 0 | 0 | 0 | 116.04 | 116.04 | 116.04 | 116.04 | 116.04 | 580.2 | 52 | 52 | 52 | 52 | 52 | 260 | 126 |  | 0
0 | CABO DELGADO | SP | CHIURE | Samora Machel | Refrigerator | PQS_refr | Vestfrost | VLS 056 RF SDD |  | Solar | 2019 | Functioning well |  |  |  |  | CCE not to replace |  |  | 2023-01-31 | Sousa Ribe | PQS E003/092 | SDRF | 36 | 34.3 | 0 | 116.04 | 52 | 4 |  | 2034 | 0 | 0 | 0 | 0 | 0 | 0 |  |  |  | 0 | 0 | 0 | 0 | 0 | 0 | 116.04 | 116.04 | 116.04 | 116.04 | 116.04 | 580.2 | 52 | 52 | 52 | 52 | 52 | 260 | 127 |  | 0
0 | CABO DELGADO | SP | CHIURE | Samora Machel | Refrigerator | PQS_refr | Vestfrost | VLS 056 RF SDD |  | Solar | 2019 | Functioning well |  |  |  |  | CCE not to replace |  |  | 2023-01-31 | Sousa Ribe | PQS E003/092 | SDRF | 36 | 34.3 | 0 | 116.04 | 52 | 4 |  | 2034 | 0 | 0 | 0 | 0 | 0 | 0 |  |  |  | 0 | 0 | 0 | 0 | 0 | 0 | 116.04 | 116.04 | 116.04 | 116.04 | 116.04 | 580.2 | 52 | 52 | 52 | 52 | 52 | 260 | 128 |  | 0
0 | CABO DELGADO | LD | MECUFI | Depósito D. MECUFI | Refrigerator | PQS_refr | B Medical Systems Sarl (Dometic) | TCW 80 AC |  | Electricity | 2020 | Functioning well |  |  |  |  | CCE not to replace |  | CCEOP1 | 2023-01-31 | Sousa Ribe | PQS E003/101 | ILR | 80.5 | 0 | 0 | 71.808 | 69.6 | 3 |  | 2035 | 0 | 0 | 0 | 0 | 0 | 0 |  |  |  | 0 | 0 | 0 | 0 | 0 | 0 | 71.808 | 71.808 | 71.808 | 71.808 | 71.808 | 359.04 | 69.6 | 69.6 | 69.6 | 69.6 | 69.6 | 348 | 129 |  | 0
0 | CABO DELGADO | LD | MECUFI | Depósito D. MECUFI | Refrigerator | PQS_refr | B Medical Systems Sarl (Dometic) | TCW 80 AC |  | Electricity | 2020 | Functioning well |  |  |  |  | CCE not to replace |  | CCEOP1 | 2023-01-31 | Sousa Ribe | PQS E003/101 | ILR | 80.5 | 0 | 0 | 71.808 | 69.6 | 3 |  | 2035 | 0 | 0 | 0 | 0 | 0 | 0 |  |  |  | 0 | 0 | 0 | 0 | 0 | 0 | 71.808 | 71.808 | 71.808 | 71.808 | 71.808 | 359.04 | 69.6 | 69.6 | 69.6 | 69.6 | 69.6 | 348 | 130 |  | 0
0 | CABO DELGADO | SP | MECUFI | Centro de Saude de Mecufi | Refrigerator | PQS_refr | Vestfrost | MK 304 |  | Electricity | 2020 | Functional, needs repair | Yes | Yes |  |  | CCE not to replace |  |  | 2023-01-31 | Sousa Ribe | PQS E003/007 | ILR | 105 | 0 | 0 | 19.032 | 192 | 3 |  | 2035 | 0 | 0 | 0 | 0 | 0 | 0 |  |  |  | 0 | 0 | 0 | 0 | 0 | 0 | 19.032 | 19.032 | 19.032 | 19.032 | 19.032 | 95.16 | 192 | 192 | 192 | 192 | 192 | 960 | 131 |  | 0
0 | CABO DELGADO | SP | MECUFI | Centro de Saude de Murrebue | Refrigerator | PQS_refr | Vestfrost | VLS 054 SDD Greenline |  | Solar | 2020 | Functioning well |  |  |  |  | CCE not to replace |  | CCEOP1 | 2023-01-31 | Sousa Ribe | PQS E003/041 | SDR | 55.5 | 0 | 0 | 57.48 | 52 | 3 |  | 2035 | 0 | 0 | 0 | 0 | 0 | 0 |  |  |  | 0 | 0 | 0 | 0 | 0 | 0 | 57.48 | 57.48 | 57.48 | 57.48 | 57.48 | 287.4 | 52 | 52 | 52 | 52 | 52 | 260 | 132 |  | 0
0 | CABO DELGADO | SP | MECUFI | Centro de Saude de Ngoma | Refrigerator | PQS_refr | Vestfrost | VLS 054 SDD Greenline |  | Solar | 2020 | Functioning well |  |  |  |  | CCE not to replace |  | CCEOP1 | 2023-01-31 | Sousa Ribe | PQS E003/041 | SDR | 55.5 | 0 | 0 | 57.48 | 52 | 3 |  | 2035 | 0 | 0 | 0 | 0 | 0 | 0 |  |  |  | 0 | 0 | 0 | 0 | 0 | 0 | 57.48 | 57.48 | 57.48 | 57.48 | 57.48 | 287.4 | 52 | 52 | 52 | 52 | 52 | 260 | 133 |  | 0
0 | CABO DELGADO | SP | MECUFI | Natuco, Mecufi | Refrigerator | PQS_refr | Vestfrost | VLS 056 RF SDD |  | Solar | 2019 | Functioning well |  |  |  |  | CCE not to replace |  |  | 2023-01-31 | Sousa Ribe | PQS E003/092 | SDRF | 36 | 34.3 | 0 | 116.04 | 52 | 4 |  | 2034 | 0 | 0 | 0 | 0 | 0 | 0 |  |  |  | 0 | 0 | 0 | 0 | 0 | 0 | 116.04 | 116.04 | 116.04 | 116.04 | 116.04 | 580.2 | 52 | 52 | 52 | 52 | 52 | 260 | 134 |  | 0
0 | CABO DELGADO | LD | MUEDA | Depósito D. MUEDA | Refrigerator | PQS_refr | Vestfrost | VLS 054 SDD Greenline |  | Solar | 2020 | Functioning well |  |  |  |  | CCE not to replace |  | CCEOP1 | 2023-01-31 | Sousa Ribe | PQS E003/041 | SDR | 55.5 | 0 | 0 | 57.48 | 52 | 3 |  | 2035 | 0 | 0 | 0 | 0 | 0 | 0 |  |  |  | 0 | 0 | 0 | 0 | 0 | 0 | 57.48 | 57.48 | 57.48 | 57.48 | 57.48 | 287.4 | 52 | 52 | 52 | 52 | 52 | 260 | 135 |  | 0
0 | CABO DELGADO | LD | MUEDA | Depósito D. MUEDA | Refrigerator | PQS_refr | B Medical Systems Sarl (Dometic) | TCW 80 AC |  | Electricity | 2020 | Functioning well |  |  |  |  | CCE not to replace |  | CCEOP1 | 2023-01-31 | Sousa Ribe | PQS E003/101 | ILR | 80.5 | 0 | 0 | 71.808 | 69.6 | 3 |  | 2035 | 0 | 0 | 0 | 0 | 0 | 0 |  |  |  | 0 | 0 | 0 | 0 | 0 | 0 | 71.808 | 71.808 | 71.808 | 71.808 | 71.808 | 359.04 | 69.6 | 69.6 | 69.6 | 69.6 | 69.6 | 348 | 136 |  | 0
0 | CABO DELGADO | SP | MUEDA | Centro de Saude de Chilindi | Refrigerator | PQS_refr | Vestfrost | VLS 056 RF SDD |  | Solar | 2019 | Functional, needs repair | Yes | Yes |  |  | CCE not to replace |  |  | 2023-01-31 | Sousa Ribe | PQS E003/092 | SDRF | 36 | 34.3 | 0 | 116.04 | 52 | 4 |  | 2034 | 0 | 0 | 0 | 0 | 0 | 0 |  |  |  | 0 | 0 | 0 | 0 | 0 | 0 | 116.04 | 116.04 | 116.04 | 116.04 | 116.04 | 580.2 | 52 | 52 | 52 | 52 | 52 | 260 | 137 |  | 0
0 | CABO DELGADO | SP | MUEDA | Centro de Saude de Namatil | Refrigerator | PQS_refr | Vestfrost | VLS 056 RF SDD |  | Solar | 2019 | Not functional, for breakage |  |  |  |  | CCE to remove & replace | Damaged during conflict |  | 2023-01-31 | Sousa Ribe | PQS E003/092 | SDRF | 36 | 34.3 | 0 | 116.04 | 52 | 4 | 2023 | 2023 | 1 | 0 | 0 | 0 | 0 | 1 |  |  |  | #N/A | 0 | 0 | 0 | 0 | #N/A | #N/A | #N/A | #N/A | #N/A | #N/A | #N/A | #N/A | #N/A | #N/A | #N/A | #N/A | #N/A | 138 |  | 0
0 | CABO DELGADO | SP | MUEDA | Centro de Saude de Negomano | Refrigerator | PQS_refr | Vestfrost | VLS 056 RF SDD |  | Solar | 2019 | Not functional, for breakage |  |  |  |  | CCE to remove & replace | Damaged during conflict |  | 2023-01-31 | Sousa Ribe | PQS E003/092 | SDRF | 36 | 34.3 | 0 | 116.04 | 52 | 4 | 2023 | 2023 | 1 | 0 | 0 | 0 | 0 | 1 |  |  |  | #N/A | 0 | 0 | 0 | 0 | #N/A | #N/A | #N/A | #N/A | #N/A | #N/A | #N/A | #N/A | #N/A | #N/A | #N/A | #N/A | #N/A | 139 |  | 0
0 | CABO DELGADO | SP | MUEDA | Centro de Saude de Chude | Refrigerator | PQS_refr | Vestfrost | VLS 056 RF SDD |  | Solar | 2019 | Not functional, for breakage |  |  |  |  | CCE to remove & replace | Damaged during conflict |  | 2023-01-31 | Sousa Ribe | PQS E003/092 | SDRF | 36 | 34.3 | 0 | 116.04 | 52 | 4 | 2023 | 2023 | 1 | 0 | 0 | 0 | 0 | 1 |  |  |  | #N/A | 0 | 0 | 0 | 0 | #N/A | #N/A | #N/A | #N/A | #N/A | #N/A | #N/A | #N/A | #N/A | #N/A | #N/A | #N/A | #N/A | 140 |  | 0
0 | CABO DELGADO | SP | MUEDA | Centro de Saude de Nandimba | Refrigerator | PQS_refr | Vestfrost | VLS 056 RF SDD |  | Solar | 2019 | Not functional, for breakage |  |  |  |  | CCE to remove & replace | Damaged during conflict |  | 2023-01-31 | Sousa Ribe | PQS E003/092 | SDRF | 36 | 34.3 | 0 | 116.04 | 52 | 4 | 2023 | 2023 | 1 | 0 | 0 | 0 | 0 | 1 |  |  |  | #N/A | 0 | 0 | 0 | 0 | #N/A | #N/A | #N/A | #N/A | #N/A | #N/A | #N/A | #N/A | #N/A | #N/A | #N/A | #N/A | #N/A | 141 |  | 0
0 | CABO DELGADO | SP | MUEDA | Centro de Saude de Ngapa | Refrigerator | PQS_refr | Vestfrost | VLS 054 SDD Greenline |  | Solar | 2020 | Not functional, for breakage |  |  |  |  | CCE to remove & replace | Damaged during conflict | CCEOP1 | 2023-01-31 | Sousa Ribe | PQS E003/041 | SDR | 55.5 | 0 | 0 | 57.48 | 52 | 3 | 2023 | 2023 | 1 | 0 | 0 | 0 | 0 | 1 |  |  |  | #N/A | 0 | 0 | 0 | 0 | #N/A | #N/A | #N/A | #N/A | #N/A | #N/A | #N/A | #N/A | #N/A | #N/A | #N/A | #N/A | #N/A | 142 |  | 0
0 | CABO DELGADO | SP | MUEDA | Chapa, Mueda | Refrigerator | PQS_refr | Vestfrost | VLS 054 SDD Greenline |  | Solar | 2020 | Not functional, for breakage |  |  |  |  | CCE to remove & replace | Damaged during conflict | CCEOP1 | 2023-01-31 | Sousa Ribe | PQS E003/041 | SDR | 55.5 | 0 | 0 | 57.48 | 52 | 3 | 2023 | 2023 | 1 | 0 | 0 | 0 | 0 | 1 |  |  |  | #N/A | 0 | 0 | 0 | 0 | #N/A | #N/A | #N/A | #N/A | #N/A | #N/A | #N/A | #N/A | #N/A | #N/A | #N/A | #N/A | #N/A | 143 |  | 0
0 | CABO DELGADO | SP | MUEDA | Imbuo, Mueda | Refrigerator | PQS_refr | Vestfrost | VLS 056 RF SDD |  | Solar | 2019 | Not functional, for breakage |  |  |  |  | CCE to remove & replace | Damaged during conflict |  | 2023-01-31 | Sousa Ribe | PQS E003/092 | SDRF | 36 | 34.3 | 0 | 116.04 | 52 | 4 | 2023 | 2023 | 1 | 0 | 0 | 0 | 0 | 1 |  |  |  | #N/A | 0 | 0 | 0 | 0 | #N/A | #N/A | #N/A | #N/A | #N/A | #N/A | #N/A | #N/A | #N/A | #N/A | #N/A | #N/A | #N/A | 144 |  | 0
0 | CABO DELGADO | SP | MUEDA | Mpeme, Mueda | Refrigerator | PQS_refr | Vestfrost | VLS 056 RF SDD |  | Solar | 2019 | Not functional, for breakage |  |  |  |  | CCE to remove & replace | Damaged during conflict |  | 2023-01-31 | Sousa Ribe | PQS E003/092 | SDRF | 36 | 34.3 | 0 | 116.04 | 52 | 4 | 2023 | 2023 | 1 | 0 | 0 | 0 | 0 | 1 |  |  |  | #N/A | 0 | 0 | 0 | 0 | #N/A | #N/A | #N/A | #N/A | #N/A | #N/A | #N/A | #N/A | #N/A | #N/A | #N/A | #N/A | #N/A | 145 |  | 0
0 | CABO DELGADO | SP | MUEDA | Mpeme, Mueda | Refrigerator | PQS_refr | Vestfrost | VLS 056 RF SDD |  | Solar | 2019 | Not functional, for breakage |  |  |  |  | CCE to remove & replace | Damaged during conflict |  | 2023-01-31 | Sousa Ribe | PQS E003/092 | SDRF | 36 | 34.3 | 0 | 116.04 | 52 | 4 | 2023 | 2023 | 1 | 0 | 0 | 0 | 0 | 1 |  |  |  | #N/A | 0 | 0 | 0 | 0 | #N/A | #N/A | #N/A | #N/A | #N/A | #N/A | #N/A | #N/A | #N/A | #N/A | #N/A | #N/A | #N/A | 146 |  | 0
0 | CABO DELGADO | SP | MUEDA | Mueda Sede, Mueda | Refrigerator | PQS_refr | Vestfrost | VLS 054 SDD Greenline |  | Solar | 2020 | Functioning well |  |  |  |  | CCE not to replace |  | CCEOP1 | 2023-01-31 | Sousa Ribe | PQS E003/041 | SDR | 55.5 | 0 | 0 | 57.48 | 52 | 3 |  | 2035 | 0 | 0 | 0 | 0 | 0 | 0 |  |  |  | 0 | 0 | 0 | 0 | 0 | 0 | 57.48 | 57.48 | 57.48 | 57.48 | 57.48 | 287.4 | 52 | 52 | 52 | 52 | 52 | 260 | 147 |  | 0
0 | CABO DELGADO | SP | MUEDA | Mueda Sede, Mueda | Refrigerator | PQS_refr | Vestfrost | VLS 054 SDD Greenline |  | Solar | 2020 | Functioning well |  |  |  |  | CCE not to replace |  | CCEOP1 | 2023-01-31 | Sousa Ribe | PQS E003/041 | SDR | 55.5 | 0 | 0 | 57.48 | 52 | 3 |  | 2035 | 0 | 0 | 0 | 0 | 0 | 0 |  |  |  | 0 | 0 | 0 | 0 | 0 | 0 | 57.48 | 57.48 | 57.48 | 57.48 | 57.48 | 287.4 | 52 | 52 | 52 | 52 | 52 | 260 | 148 |  | 0
0 | CABO DELGADO | LD | MUIDUMBE | Depósito D. MUIDUMBE | Refrigerator | PQS_refr | B Medical Systems Sarl (Dometic) | TCW 80 AC |  | Electricity | 2020 | Not functional, for breakage |  |  |  |  | CCE to remove & replace | Damaged by cyclone | CCEOP1 | 2023-01-31 | Sousa Ribe | PQS E003/101 | ILR | 80.5 | 0 | 0 | 71.808 | 69.6 | 3 | 2023 | 2023 | 1 | 0 | 0 | 0 | 0 | 1 |  |  |  | #N/A | 0 | 0 | 0 | 0 | #N/A | #N/A | #N/A | #N/A | #N/A | #N/A | #N/A | #N/A | #N/A | #N/A | #N/A | #N/A | #N/A | 149 |  | 0
0 | CABO DELGADO | LD | MUIDUMBE | Depósito D. MUIDUMBE | Refrigerator | PQS_refr | Vestfrost | VLS 054 SDD Greenline |  | Solar | 2020 | Not functional, for breakage |  |  |  |  | CCE to remove & replace | Damaged during conflict | CCEOP1 | 2023-01-31 | Sousa Ribe | PQS E003/041 | SDR | 55.5 | 0 | 0 | 57.48 | 52 | 3 | 2023 | 2023 | 1 | 0 | 0 | 0 | 0 | 1 |  |  |  | #N/A | 0 | 0 | 0 | 0 | #N/A | #N/A | #N/A | #N/A | #N/A | #N/A | #N/A | #N/A | #N/A | #N/A | #N/A | #N/A | #N/A | 150 |  | 0
0 | CABO DELGADO | SP | MUIDUMBE | Centro de saude de Namacande | Refrigerator | PQS_refr | Vestfrost | VLS 056 RF SDD |  | Solar | 2019 | Not functional, for breakage |  |  |  |  | CCE to remove & replace | Damaged during conflict |  | 2023-01-31 | Sousa Ribe | PQS E003/092 | SDRF | 36 | 34.3 | 0 | 116.04 | 52 | 4 | 2023 | 2023 | 1 | 0 | 0 | 0 | 0 | 1 |  |  |  | #N/A | 0 | 0 | 0 | 0 | #N/A | #N/A | #N/A | #N/A | #N/A | #N/A | #N/A | #N/A | #N/A | #N/A | #N/A | #N/A | #N/A | 151 |  | 0
0 | CABO DELGADO | SP | MUIDUMBE | Centro de Saude de Ntchinga | Refrigerator | PQS_refr | Vestfrost | VLS 056 RF SDD |  | Solar | 2019 | Not functional, for breakage |  |  |  |  | CCE to remove & replace | Damaged during conflict |  | 2023-01-31 | Sousa Ribe | PQS E003/092 | SDRF | 36 | 34.3 | 0 | 116.04 | 52 | 4 | 2023 | 2023 | 1 | 0 | 0 | 0 | 0 | 1 |  |  |  | #N/A | 0 | 0 | 0 | 0 | #N/A | #N/A | #N/A | #N/A | #N/A | #N/A | #N/A | #N/A | #N/A | #N/A | #N/A | #N/A | #N/A | 152 |  | 0
0 | CABO DELGADO | SP | MUIDUMBE | Chitunda, Muidumbe | Refrigerator | PQS_refr | Vestfrost | VLS 056 RF SDD |  | Solar | 2019 | Not functional, for breakage |  |  |  |  | CCE to remove & replace | Damaged during conflict |  | 2023-01-31 | Sousa Ribe | PQS E003/092 | SDRF | 36 | 34.3 | 0 | 116.04 | 52 | 4 | 2023 | 2023 | 1 | 0 | 0 | 0 | 0 | 1 |  |  |  | #N/A | 0 | 0 | 0 | 0 | #N/A | #N/A | #N/A | #N/A | #N/A | #N/A | #N/A | #N/A | #N/A | #N/A | #N/A | #N/A | #N/A | 153 |  | 0
0 | CABO DELGADO | SP | MUIDUMBE | Macomia Centro de Saude de Mucojo | Refrigerator | PQS_refr | Vestfrost | VLS 056 RF SDD |  | Solar | 2019 | Not functional, for breakage |  |  |  |  | CCE to remove & replace | Damaged during conflict |  | 2023-01-31 | Sousa Ribe | PQS E003/092 | SDRF | 36 | 34.3 | 0 | 116.04 | 52 | 4 | 2023 | 2023 | 1 | 0 | 0 | 0 | 0 | 1 |  |  |  | #N/A | 0 | 0 | 0 | 0 | #N/A | #N/A | #N/A | #N/A | #N/A | #N/A | #N/A | #N/A | #N/A | #N/A | #N/A | #N/A | #N/A | 154 |  | 0
0 | CABO DELGADO | SP | MUIDUMBE | Macomia, Centro de Saude de Naunde | Refrigerator | PQS_refr | Vestfrost | VLS 056 RF SDD |  | Solar | 2019 | Not functional, for breakage |  |  |  |  | CCE to remove & replace | Damaged during conflict |  | 2023-01-31 | Sousa Ribe | PQS E003/092 | SDRF | 36 | 34.3 | 0 | 116.04 | 52 | 4 | 2023 | 2023 | 1 | 0 | 0 | 0 | 0 | 1 |  |  |  | #N/A | 0 | 0 | 0 | 0 | #N/A | #N/A | #N/A | #N/A | #N/A | #N/A | #N/A | #N/A | #N/A | #N/A | #N/A | #N/A | #N/A | 155 |  | 0
0 | CABO DELGADO | SP | MUIDUMBE | Macomia, Centro de Saude de Piquewe | Refrigerator | PQS_refr | Vestfrost | VLS 056 RF SDD |  | Solar | 2019 | Not functional, for breakage |  |  |  |  | CCE to remove & replace | Damaged during conflict |  | 2023-01-31 | Sousa Ribe | PQS E003/092 | SDRF | 36 | 34.3 | 0 | 116.04 | 52 | 4 | 2023 | 2023 | 1 | 0 | 0 | 0 | 0 | 1 |  |  |  | #N/A | 0 | 0 | 0 | 0 | #N/A | #N/A | #N/A | #N/A | #N/A | #N/A | #N/A | #N/A | #N/A | #N/A | #N/A | #N/A | #N/A | 156 |  | 0
0 | CABO DELGADO | SP | MUIDUMBE | Macomia, Centro de Saude de Quiterajo | Refrigerator | PQS_refr | Vestfrost | VLS 056 RF SDD |  | Solar | 2019 | Not functional, for breakage |  |  |  |  | CCE to remove & replace | Damaged during conflict |  | 2023-01-31 | Sousa Ribe | PQS E003/092 | SDRF | 36 | 34.3 | 0 | 116.04 | 52 | 4 | 2023 | 2023 | 1 | 0 | 0 | 0 | 0 | 1 |  |  |  | #N/A | 0 | 0 | 0 | 0 | #N/A | #N/A | #N/A | #N/A | #N/A | #N/A | #N/A | #N/A | #N/A | #N/A | #N/A | #N/A | #N/A | 157 |  | 0
0 | CABO DELGADO | SP | MUIDUMBE | Macomia, Centro de Saude Nguida | Refrigerator | PQS_refr | Vestfrost | VLS 056 RF SDD |  | Solar | 2019 | Not functional, for breakage |  |  |  |  | CCE to remove & replace | Damaged during conflict |  | 2023-01-31 | Sousa Ribe | PQS E003/092 | SDRF | 36 | 34.3 | 0 | 116.04 | 52 | 4 | 2023 | 2023 | 1 | 0 | 0 | 0 | 0 | 1 |  |  |  | #N/A | 0 | 0 | 0 | 0 | #N/A | #N/A | #N/A | #N/A | #N/A | #N/A | #N/A | #N/A | #N/A | #N/A | #N/A | #N/A | #N/A | 158 |  | 0
0 | CABO DELGADO | SP | MUIDUMBE | Miangueleua, Muidumbe | Refrigerator | PQS_refr | Vestfrost | VLS 056 RF SDD |  | Solar | 2019 | Not functional, for breakage |  |  |  |  | CCE to remove & replace | Damaged during conflict |  | 2023-01-31 | Sousa Ribe | PQS E003/092 | SDRF | 36 | 34.3 | 0 | 116.04 | 52 | 4 | 2023 | 2023 | 1 | 0 | 0 | 0 | 0 | 1 |  |  |  | #N/A | 0 | 0 | 0 | 0 | #N/A | #N/A | #N/A | #N/A | #N/A | #N/A | #N/A | #N/A | #N/A | #N/A | #N/A | #N/A | #N/A | 159 |  | 0
0 | CABO DELGADO | SP | MUIDUMBE | Miteda, Muidumbe | Refrigerator | PQS_refr | Vestfrost | MK 304 |  | Electricity | 2020 | Not functional, for breakage |  |  |  |  | CCE to remove & replace | BER-Damaged |  | 2023-01-31 | Sousa Ribe | PQS E003/007 | ILR | 105 | 0 | 0 | 19.032 | 192 | 3 | 2023 | 2023 | 1 | 0 | 0 | 0 | 0 | 1 |  |  |  | #N/A | 0 | 0 | 0 | 0 | #N/A | #N/A | #N/A | #N/A | #N/A | #N/A | #N/A | #N/A | #N/A | #N/A | #N/A | #N/A | #N/A | 160 |  | 0
0 | CABO DELGADO | SP | MUIDUMBE | Muambula, Muidumbe | Refrigerator | PQS_refr | Vestfrost | VLS 056 RF SDD |  | Solar | 2019 | Not functional, for breakage |  |  |  |  | CCE to remove & replace | Damaged during conflict |  | 2023-01-31 | Sousa Ribe | PQS E003/092 | SDRF | 36 | 34.3 | 0 | 116.04 | 52 | 4 | 2023 | 2023 | 1 | 0 | 0 | 0 | 0 | 1 |  |  |  | #N/A | 0 | 0 | 0 | 0 | #N/A | #N/A | #N/A | #N/A | #N/A | #N/A | #N/A | #N/A | #N/A | #N/A | #N/A | #N/A | #N/A | 161 |  | 0
0 | CABO DELGADO | SP | MUIDUMBE | Muatide, Muidumbe | Refrigerator | PQS_refr | Vestfrost | VLS 154 SDD Greenline |  | Solar | 2020 | Not functional, for breakage |  |  |  |  | CCE to remove & replace | Damaged during conflict |  | 2023-01-31 | Sousa Ribe | PQS E003/054 | SDR | 170 | 0 | 0 | 97.272 | 52 | 3 | 2023 | 2023 | 1 | 0 | 0 | 0 | 0 | 1 |  |  |  | #N/A | 0 | 0 | 0 | 0 | #N/A | #N/A | #N/A | #N/A | #N/A | #N/A | #N/A | #N/A | #N/A | #N/A | #N/A | #N/A | #N/A | 162 |  | 0
0 | CABO DELGADO | LD | NANGADE | Depósito D. NANGADE | Refrigerator | PQS_refr | Vestfrost | VLS 154 SDD Greenline |  | Solar | 2020 | Not functional, for breakage |  |  |  |  | CCE to remove & replace | Damaged during conflict |  | 2023-01-31 | Sousa Ribe | PQS E003/054 | SDR | 170 | 0 | 0 | 97.272 | 52 | 3 | 2023 | 2023 | 1 | 0 | 0 | 0 | 0 | 1 |  |  |  | #N/A | 0 | 0 | 0 | 0 | #N/A | #N/A | #N/A | #N/A | #N/A | #N/A | #N/A | #N/A | #N/A | #N/A | #N/A | #N/A | #N/A | 163 |  | 0
0 | CABO DELGADO | LD | NANGADE | Depósito D. NANGADE | Refrigerator | PQS_refr | Vestfrost | VLS 154 SDD Greenline |  | Solar | 2020 | Not functional, for breakage |  |  |  |  | CCE to remove & replace | Damaged during conflict |  | 2023-01-31 | Sousa Ribe | PQS E003/054 | SDR | 170 | 0 | 0 | 97.272 | 52 | 3 | 2023 | 2023 | 1 | 0 | 0 | 0 | 0 | 1 |  |  |  | #N/A | 0 | 0 | 0 | 0 | #N/A | #N/A | #N/A | #N/A | #N/A | #N/A | #N/A | #N/A | #N/A | #N/A | #N/A | #N/A | #N/A | 164 |  | 0
0 | CABO DELGADO | SP | NANGADE | Centro de Saude de Muiha | Refrigerator | PQS_refr | Vestfrost | VLS 056 RF SDD |  | Solar | 2019 | Not functional, for breakage |  |  |  |  | CCE to remove & replace | Damaged during conflict |  | 2023-01-31 | Sousa Ribe | PQS E003/092 | SDRF | 36 | 34.3 | 0 | 116.04 | 52 | 4 | 2023 | 2023 | 1 | 0 | 0 | 0 | 0 | 1 |  |  |  | #N/A | 0 | 0 | 0 | 0 | #N/A | #N/A | #N/A | #N/A | #N/A | #N/A | #N/A | #N/A | #N/A | #N/A | #N/A | #N/A | #N/A | 165 |  | 0
0 | CABO DELGADO | SP | NANGADE | Centro de Saude de Nkonga | Refrigerator | PQS_refr | Vestfrost | VLS 056 RF SDD |  | Solar | 2019 | Not functional, for breakage |  |  |  |  | CCE to remove & replace | Damaged during conflict |  | 2023-01-31 | Sousa Ribe | PQS E003/092 | SDRF | 36 | 34.3 | 0 | 116.04 | 52 | 4 | 2023 | 2023 | 1 | 0 | 0 | 0 | 0 | 1 |  |  |  | #N/A | 0 | 0 | 0 | 0 | #N/A | #N/A | #N/A | #N/A | #N/A | #N/A | #N/A | #N/A | #N/A | #N/A | #N/A | #N/A | #N/A | 166 |  | 0
0 | CABO DELGADO | SP | NANGADE | Nangade Sede, Nangade | Refrigerator | PQS_refr | Vestfrost | VLS 056 RF SDD |  | Solar | 2019 | Not functional, for breakage |  |  |  |  | CCE to remove & replace | Damaged during conflict |  | 2023-01-31 | Sousa Ribe | PQS E003/092 | SDRF | 36 | 34.3 | 0 | 116.04 | 52 | 4 | 2023 | 2023 | 1 | 0 | 0 | 0 | 0 | 1 |  |  |  | #N/A | 0 | 0 | 0 | 0 | #N/A | #N/A | #N/A | #N/A | #N/A | #N/A | #N/A | #N/A | #N/A | #N/A | #N/A | #N/A | #N/A | 167 |  | 0
0 | CABO DELGADO | SP | NANGADE | Ntamba, Nangade | Refrigerator | PQS_refr | Vestfrost | VLS 056 RF SDD |  | Solar | 2019 | Not functional, for breakage |  |  |  |  | CCE to remove & replace | Damaged during conflict |  | 2023-01-31 | Sousa Ribe | PQS E003/092 | SDRF | 36 | 34.3 | 0 | 116.04 | 52 | 4 | 2023 | 2023 | 1 | 0 | 0 | 0 | 0 | 1 |  |  |  | #N/A | 0 | 0 | 0 | 0 | #N/A | #N/A | #N/A | #N/A | #N/A | #N/A | #N/A | #N/A | #N/A | #N/A | #N/A | #N/A | #N/A | 168 |  | 0
0 | CABO DELGADO | SP | NANGADE | Ntoli, Nangade | Refrigerator | PQS_refr | Vestfrost | VLS 056 RF SDD |  | Solar | 2019 | Not functional, for breakage |  |  |  |  | CCE to remove & replace | Damaged during conflict |  | 2023-01-31 | Sousa Ribe | PQS E003/092 | SDRF | 36 | 34.3 | 0 | 116.04 | 52 | 4 | 2023 | 2023 | 1 | 0 | 0 | 0 | 0 | 1 |  |  |  | #N/A | 0 | 0 | 0 | 0 | #N/A | #N/A | #N/A | #N/A | #N/A | #N/A | #N/A | #N/A | #N/A | #N/A | #N/A | #N/A | #N/A | 169 |  | 0
0 | CABO DELGADO | LD | IBO | Depósito D. IBO | Freezer | PQS_freezer | Vestfrost | MF 314 |  | Electricity | 2021 | Not functional, for breakage |  |  |  |  | CCE to remove & replace | BER-Damaged | CCEOP1 | 2023-01-31 | Sousa Ribe | PQS E003/023 | VWPF | 0 | 281 | 0 | 13.752 | 253.8 | 2 | 2023 | 2023 | 1 | 0 | 0 | 0 | 0 | 1 |  |  |  | #N/A | 0 | 0 | 0 | 0 | #N/A | #N/A | #N/A | #N/A | #N/A | #N/A | #N/A | #N/A | #N/A | #N/A | #N/A | #N/A | #N/A | 170 |  | 0
0 | CABO DELGADO | LD | IBO | Depósito D. IBO | Refrigerator | PQS_refr | B Medical Systems Sarl (Dometic) | TCW 80 AC |  | Electricity | 2022 | Not functional, for breakage |  |  |  |  | CCE to remove & replace | Damaged by cyclone | CCEOP1 | 2023-01-31 | Sousa Ribe | PQS E003/101 | ILR | 80.5 | 0 | 0 | 71.808 | 69.6 | 1 | 2023 | 2023 | 1 | 0 | 0 | 0 | 0 | 1 |  |  |  | #N/A | 0 | 0 | 0 | 0 | #N/A | #N/A | #N/A | #N/A | #N/A | #N/A | #N/A | #N/A | #N/A | #N/A | #N/A | #N/A | #N/A | 171 |  | 0
0 | CABO DELGADO | LD | IBO | Depósito D. IBO | Refrigerator | PQS_refr | Vestfrost | VLS 056 RF SDD |  | Solar | 2019 | Not functional, for breakage |  |  |  |  | CCE to remove & replace | Damaged during conflict |  | 2023-01-31 | Sousa Ribe | PQS E003/092 | SDRF | 36 | 34.3 | 0 | 116.04 | 52 | 4 | 2023 | 2023 | 1 | 0 | 0 | 0 | 0 | 1 |  |  |  | #N/A | 0 | 0 | 0 | 0 | #N/A | #N/A | #N/A | #N/A | #N/A | #N/A | #N/A | #N/A | #N/A | #N/A | #N/A | #N/A | #N/A | 172 |  | 0
0 | CABO DELGADO | SP | IBO | CS Ibo | Refrigerator | PQS_refr | Vestfrost | VLS 056 RF SDD |  | Solar | 2019 | Not functional, for breakage |  |  |  |  | CCE to remove & replace | Damaged during conflict |  | 2023-01-31 | Sousa Ribe | PQS E003/092 | SDRF | 36 | 34.3 | 0 | 116.04 | 52 | 4 | 2023 | 2023 | 1 | 0 | 0 | 0 | 0 | 1 |  |  |  | #N/A | 0 | 0 | 0 | 0 | #N/A | #N/A | #N/A | #N/A | #N/A | #N/A | #N/A | #N/A | #N/A | #N/A | #N/A | #N/A | #N/A | 173 |  | 0
0 | CABO DELGADO | SP | IBO | CS Ibo | Refrigerator | PQS_refr | Vestfrost | VLS 056 RF SDD |  | Solar | 2019 | Not functional, for breakage |  |  |  |  | CCE to remove & replace | Damaged during conflict |  | 2023-01-31 | Sousa Ribe | PQS E003/092 | SDRF | 36 | 34.3 | 0 | 116.04 | 52 | 4 | 2023 | 2023 | 1 | 0 | 0 | 0 | 0 | 1 |  |  |  | #N/A | 0 | 0 | 0 | 0 | #N/A | #N/A | #N/A | #N/A | #N/A | #N/A | #N/A | #N/A | #N/A | #N/A | #N/A | #N/A | #N/A | 174 |  | 0
0 | CABO DELGADO | LD | MELUCO | Depósito D. MELUCO | Refrigerator | PQS_refr | B Medical Systems Sarl (Dometic) | TCW 80 AC |  | Electricity | 2022 | Functioning well |  |  |  |  | CCE not to replace |  | CCEOP1 | 2023-01-31 | Sousa Ribe | PQS E003/101 | ILR | 80.5 | 0 | 0 | 71.808 | 69.6 | 1 |  | 2037 | 0 | 0 | 0 | 0 | 0 | 0 |  |  |  | 0 | 0 | 0 | 0 | 0 | 0 | 71.808 | 71.808 | 71.808 | 71.808 | 71.808 | 359.04 | 69.6 | 69.6 | 69.6 | 69.6 | 69.6 | 348 | 175 |  | 0
0 | CABO DELGADO | LD | MELUCO | Depósito D. MELUCO | Refrigerator | PQS_refr | Vestfrost | VLS 056 RF SDD |  | Solar | 2022 | Functioning well |  |  |  |  | CCE not to replace |  | CCEOP1 | 2023-01-31 | Sousa Ribe | PQS E003/092 | SDRF | 36 | 34.3 | 0 | 116.04 | 52 | 1 |  | 2037 | 0 | 0 | 0 | 0 | 0 | 0 |  |  |  | 0 | 0 | 0 | 0 | 0 | 0 | 116.04 | 116.04 | 116.04 | 116.04 | 116.04 | 580.2 | 52 | 52 | 52 | 52 | 52 | 260 | 176 |  | 0
0 | CABO DELGADO | SP | MELUCO | Centro de Saude de Imbada | Refrigerator | PQS_refr | Vestfrost | VLS 056 RF SDD |  | Solar | 2022 | Functioning well |  |  |  |  | CCE not to replace |  | CCEOP1 | 2023-01-31 | Sousa Ribe | PQS E003/092 | SDRF | 36 | 34.3 | 0 | 116.04 | 52 | 1 |  | 2037 | 0 | 0 | 0 | 0 | 0 | 0 |  |  |  | 0 | 0 | 0 | 0 | 0 | 0 | 116.04 | 116.04 | 116.04 | 116.04 | 116.04 | 580.2 | 52 | 52 | 52 | 52 | 52 | 260 | 177 |  | 0
0 | CABO DELGADO | SP | MELUCO | Centro de Saude de Meluco | Refrigerator | PQS_refr | Vestfrost | VLS 056 RF SDD |  | Solar | 2022 | Functioning well |  |  |  |  | CCE not to replace |  | CCEOP1 | 2023-01-31 | Sousa Ribe | PQS E003/092 | SDRF | 36 | 34.3 | 0 | 116.04 | 52 | 1 |  | 2037 | 0 | 0 | 0 | 0 | 0 | 0 |  |  |  | 0 | 0 | 0 | 0 | 0 | 0 | 116.04 | 116.04 | 116.04 | 116.04 | 116.04 | 580.2 | 52 | 52 | 52 | 52 | 52 | 260 | 178 |  | 0
0 | CABO DELGADO | SP | MELUCO | Centro de Saude de Minhanha | Refrigerator | PQS_refr | Vestfrost | VLS 056 RF SDD |  | Solar | 2022 | Functioning well |  |  |  |  | CCE not to replace |  | CCEOP1 | 2023-01-31 | Sousa Ribe | PQS E003/092 | SDRF | 36 | 34.3 | 0 | 116.04 | 52 | 1 |  | 2037 | 0 | 0 | 0 | 0 | 0 | 0 |  |  |  | 0 | 0 | 0 | 0 | 0 | 0 | 116.04 | 116.04 | 116.04 | 116.04 | 116.04 | 580.2 | 52 | 52 | 52 | 52 | 52 | 260 | 179 |  | 0
0 | CABO DELGADO | SP | MELUCO | Centro de Saude de Muaguide | Refrigerator | PQS_refr | Vestfrost | VLS 056 RF SDD |  | Solar | 2020 | Functioning well |  |  |  |  | CCE not to replace |  | CCEOP1 | 2023-01-31 | Sousa Ribe | PQS E003/092 | SDRF | 36 | 34.3 | 0 | 116.04 | 52 | 3 |  | 2035 | 0 | 0 | 0 | 0 | 0 | 0 |  |  |  | 0 | 0 | 0 | 0 | 0 | 0 | 116.04 | 116.04 | 116.04 | 116.04 | 116.04 | 580.2 | 52 | 52 | 52 | 52 | 52 | 260 | 180 |  | 0
0 | CABO DELGADO | SP | MELUCO | Centro de Saude de Ravia | Refrigerator | PQS_refr | Vestfrost | VLS 056 RF SDD |  | Solar | 2020 | Functioning well |  |  |  |  | CCE not to replace |  | CCEOP1 | 2023-01-31 | Sousa Ribe | PQS E003/092 | SDRF | 36 | 34.3 | 0 | 116.04 | 52 | 3 |  | 2035 | 0 | 0 | 0 | 0 | 0 | 0 |  |  |  | 0 | 0 | 0 | 0 | 0 | 0 | 116.04 | 116.04 | 116.04 | 116.04 | 116.04 | 580.2 | 52 | 52 | 52 | 52 | 52 | 260 | 181 |  | 0
0 | CABO DELGADO | LD | MOCIMBOA DA PRAIA | Depósito D. MOCIMBOA DA PRAIA | Refrigerator | PQS_refr | Vestfrost | VLS 056 RF SDD |  | Solar | 2019 | Not functional, for breakage |  |  |  |  | CCE to remove & replace | Damaged during conflict |  | 2023-01-31 | Sousa Ribe | PQS E003/092 | SDRF | 36 | 34.3 | 0 | 116.04 | 52 | 4 | 2023 | 2023 | 1 | 0 | 0 | 0 | 0 | 1 |  |  |  | #N/A | 0 | 0 | 0 | 0 | #N/A | #N/A | #N/A | #N/A | #N/A | #N/A | #N/A | #N/A | #N/A | #N/A | #N/A | #N/A | #N/A | 182 |  | 0
0 | CABO DELGADO | LD | MOCIMBOA DA PRAIA | Depósito D. MOCIMBOA DA PRAIA | Refrigerator | PQS_refr | Vestfrost | VLS 054 SDD Greenline |  | Solar | 2020 | Not functional, for breakage |  |  |  |  | CCE to remove & replace | Damaged during conflict | CCEOP1 | 2023-01-31 | Sousa Ribe | PQS E003/041 | SDR | 55.5 | 0 | 0 | 57.48 | 52 | 3 | 2023 | 2023 | 1 | 0 | 0 | 0 | 0 | 1 |  |  |  | #N/A | 0 | 0 | 0 | 0 | #N/A | #N/A | #N/A | #N/A | #N/A | #N/A | #N/A | #N/A | #N/A | #N/A | #N/A | #N/A | #N/A | 183 |  | 0
0 | CABO DELGADO | SP | MOCIMBOA DA PRAIA | Centro de Saude de Mbau | Refrigerator | PQS_refr | Vestfrost | VLS 054 SDD Greenline |  | Solar | 2020 | Not functional, for breakage |  |  |  |  | CCE to remove & replace | Damaged during conflict | CCEOP1 | 2023-01-31 | Sousa Ribe | PQS E003/041 | SDR | 55.5 | 0 | 0 | 57.48 | 52 | 3 | 2023 | 2023 | 1 | 0 | 0 | 0 | 0 | 1 |  |  |  | #N/A | 0 | 0 | 0 | 0 | #N/A | #N/A | #N/A | #N/A | #N/A | #N/A | #N/A | #N/A | #N/A | #N/A | #N/A | #N/A | #N/A | 184 |  | 0
0 | CABO DELGADO | SP | MOCIMBOA DA PRAIA | Centro de Saude de Milamba | Refrigerator | PQS_refr | Vestfrost | VLS 056 RF SDD |  | Solar | 2019 | Not functional, for breakage |  |  |  |  | CCE to remove & replace | Damaged during conflict |  | 2023-01-31 | Sousa Ribe | PQS E003/092 | SDRF | 36 | 34.3 | 0 | 116.04 | 52 | 4 | 2023 | 2023 | 1 | 0 | 0 | 0 | 0 | 1 |  |  |  | #N/A | 0 | 0 | 0 | 0 | #N/A | #N/A | #N/A | #N/A | #N/A | #N/A | #N/A | #N/A | #N/A | #N/A | #N/A | #N/A | #N/A | 185 |  | 0
0 | CABO DELGADO | SP | MOCIMBOA DA PRAIA | Centro de Saude de Nanduadua | Refrigerator | PQS_refr | Vestfrost | VLS 056 RF SDD |  | Solar | 2019 | Not functional, for breakage |  |  |  |  | CCE to remove & replace | Damaged during conflict |  | 2023-01-31 | Sousa Ribe | PQS E003/092 | SDRF | 36 | 34.3 | 0 | 116.04 | 52 | 4 | 2023 | 2023 | 1 | 0 | 0 | 0 | 0 | 1 |  |  |  | #N/A | 0 | 0 | 0 | 0 | #N/A | #N/A | #N/A | #N/A | #N/A | #N/A | #N/A | #N/A | #N/A | #N/A | #N/A | #N/A | #N/A | 186 |  | 0
0 | CABO DELGADO | SP | MOCIMBOA DA PRAIA | Centro de Saude de Quelimane | Refrigerator | PQS_refr | Vestfrost | VLS 054 SDD Greenline |  | Solar | 2020 | Not functional, for breakage |  |  |  |  | CCE to remove & replace | Damaged during conflict | CCEOP1 | 2023-01-31 | Sousa Ribe | PQS E003/041 | SDR | 55.5 | 0 | 0 | 57.48 | 52 | 3 | 2023 | 2023 | 1 | 0 | 0 | 0 | 0 | 1 |  |  |  | #N/A | 0 | 0 | 0 | 0 | #N/A | #N/A | #N/A | #N/A | #N/A | #N/A | #N/A | #N/A | #N/A | #N/A | #N/A | #N/A | #N/A | 187 |  | 0
0 | CABO DELGADO | SP | MOCIMBOA DA PRAIA | Diaca, Mocimboa Da Praia | Refrigerator | PQS_refr | Vestfrost | VLS 054 SDD Greenline |  | Solar | 2020 | Not functional, for breakage |  |  |  |  | CCE to remove & replace | Damaged during conflict | CCEOP1 | 2023-01-31 | Sousa Ribe | PQS E003/041 | SDR | 55.5 | 0 | 0 | 57.48 | 52 | 3 | 2023 | 2023 | 1 | 0 | 0 | 0 | 0 | 1 |  |  |  | #N/A | 0 | 0 | 0 | 0 | #N/A | #N/A | #N/A | #N/A | #N/A | #N/A | #N/A | #N/A | #N/A | #N/A | #N/A | #N/A | #N/A | 188 |  | 0
0 | CABO DELGADO | SP | MOCIMBOA DA PRAIA | Diaca, Mocimboa Da Praia | Refrigerator | PQS_refr | Vestfrost | VLS 054 SDD Greenline |  | Solar | 2020 | Not functional, for breakage |  |  |  |  | CCE to remove & replace | Damaged during conflict | CCEOP1 | 2023-01-31 | Sousa Ribe | PQS E003/041 | SDR | 55.5 | 0 | 0 | 57.48 | 52 | 3 | 2023 | 2023 | 1 | 0 | 0 | 0 | 0 | 1 |  |  |  | #N/A | 0 | 0 | 0 | 0 | #N/A | #N/A | #N/A | #N/A | #N/A | #N/A | #N/A | #N/A | #N/A | #N/A | #N/A | #N/A | #N/A | 189 |  | 0
0 | CABO DELGADO | SP | MOCIMBOA DA PRAIA | Mangoma, Mocimboa Da Praia | Refrigerator | PQS_refr | Vestfrost | VLS 054 SDD Greenline |  | Solar | 2020 | Not functional, for breakage |  |  |  |  | CCE to remove & replace | Damaged during conflict | CCEOP1 | 2023-01-31 | Sousa Ribe | PQS E003/041 | SDR | 55.5 | 0 | 0 | 57.48 | 52 | 3 | 2023 | 2023 | 1 | 0 | 0 | 0 | 0 | 1 |  |  |  | #N/A | 0 | 0 | 0 | 0 | #N/A | #N/A | #N/A | #N/A | #N/A | #N/A | #N/A | #N/A | #N/A | #N/A | #N/A | #N/A | #N/A | 190 |  | 0
0 | CABO DELGADO | SP | MOCIMBOA DA PRAIA | Mangoma, Mocimboa Da Praia | Refrigerator | PQS_refr | Vestfrost | VLS 054 SDD Greenline |  | Solar | 2020 | Not functional, for breakage |  |  |  |  | CCE to remove & replace | Damaged during conflict | CCEOP1 | 2023-01-31 | Sousa Ribe | PQS E003/041 | SDR | 55.5 | 0 | 0 | 57.48 | 52 | 3 | 2023 | 2023 | 1 | 0 | 0 | 0 | 0 | 1 |  |  |  | #N/A | 0 | 0 | 0 | 0 | #N/A | #N/A | #N/A | #N/A | #N/A | #N/A | #N/A | #N/A | #N/A | #N/A | #N/A | #N/A | #N/A | 191 |  | 0
0 | CABO DELGADO | LD | PALMA | Depósito D. PALMA | Refrigerator | PQS_refr | B Medical Systems Sarl (Dometic) | TCW 80 AC |  | Electricity | 2020 | Not functional, for breakage |  |  |  |  | CCE to remove & replace | Damaged by cyclone | CCEOP1 | 2023-01-31 | Sousa Ribe | PQS E003/101 | ILR | 80.5 | 0 | 0 | 71.808 | 69.6 | 3 | 2023 | 2023 | 1 | 0 | 0 | 0 | 0 | 1 |  |  |  | #N/A | 0 | 0 | 0 | 0 | #N/A | #N/A | #N/A | #N/A | #N/A | #N/A | #N/A | #N/A | #N/A | #N/A | #N/A | #N/A | #N/A | 192 |  | 0
0 | CABO DELGADO | SP | PALMA | Centro de Saude de Maganja | Refrigerator | PQS_refr | Vestfrost | VLS 056 RF SDD |  | Solar | 2019 | Not functional, for breakage |  |  |  |  | CCE to remove & replace | Damaged during conflict |  | 2023-01-31 | Sousa Ribe | PQS E003/092 | SDRF | 36 | 34.3 | 0 | 116.04 | 52 | 4 | 2023 | 2023 | 1 | 0 | 0 | 0 | 0 | 1 |  |  |  | #N/A | 0 | 0 | 0 | 0 | #N/A | #N/A | #N/A | #N/A | #N/A | #N/A | #N/A | #N/A | #N/A | #N/A | #N/A | #N/A | #N/A | 193 |  | 0
0 | CABO DELGADO | SP | PALMA | Centro de Saude de Mute | Refrigerator | PQS_refr | Vestfrost | VLS 054 SDD Greenline |  | Solar | 2020 | Not functional, for breakage |  |  |  |  | CCE to remove & replace | Damaged during conflict | CCEOP1 | 2023-01-31 | Sousa Ribe | PQS E003/041 | SDR | 55.5 | 0 | 0 | 57.48 | 52 | 3 | 2023 | 2023 | 1 | 0 | 0 | 0 | 0 | 1 |  |  |  | #N/A | 0 | 0 | 0 | 0 | #N/A | #N/A | #N/A | #N/A | #N/A | #N/A | #N/A | #N/A | #N/A | #N/A | #N/A | #N/A | #N/A | 194 |  | 0
0 | CABO DELGADO | SP | PALMA | Olumbi | Refrigerator | PQS_refr | Vestfrost | VLS 054 SDD Greenline |  | Solar | 2019 | Not functional, for breakage |  |  |  |  | CCE to remove & replace | Damaged during conflict |  | 2023-01-31 | Sousa Ribe | PQS E003/041 | SDR | 55.5 | 0 | 0 | 57.48 | 52 | 4 | 2023 | 2023 | 1 | 0 | 0 | 0 | 0 | 1 |  |  |  | #N/A | 0 | 0 | 0 | 0 | #N/A | #N/A | #N/A | #N/A | #N/A | #N/A | #N/A | #N/A | #N/A | #N/A | #N/A | #N/A | #N/A | 195 |  | 0
0 | CABO DELGADO | SP | PALMA | Palma Sede, Palma | Refrigerator | PQS_refr | Vestfrost | VLS 054 SDD Greenline |  | Solar | 2019 | Not functional, for breakage |  |  |  |  | CCE to remove & replace | Damaged during conflict |  | 2023-01-31 | Sousa Ribe | PQS E003/041 | SDR | 55.5 | 0 | 0 | 57.48 | 52 | 4 | 2023 | 2023 | 1 | 0 | 0 | 0 | 0 | 1 |  |  |  | #N/A | 0 | 0 | 0 | 0 | #N/A | #N/A | #N/A | #N/A | #N/A | #N/A | #N/A | #N/A | #N/A | #N/A | #N/A | #N/A | #N/A | 196 |  | 0
0 | CABO DELGADO | SP | PALMA | Pundanhar, Palma | Refrigerator | PQS_refr | Vestfrost | VLS 054 SDD Greenline |  | Solar | 2019 | Not functional, for breakage |  |  |  |  | CCE to remove & replace | Damaged during conflict |  | 2023-01-31 | Sousa Ribe | PQS E003/041 | SDR | 55.5 | 0 | 0 | 57.48 | 52 | 4 | 2023 | 2023 | 1 | 0 | 0 | 0 | 0 | 1 |  |  |  | #N/A | 0 | 0 | 0 | 0 | #N/A | #N/A | #N/A | #N/A | #N/A | #N/A | #N/A | #N/A | #N/A | #N/A | #N/A | #N/A | #N/A | 197 |  | 0
0 | CABO DELGADO | SP | PALMA | Quionga, Palma | Freezer | PQS_freezer | Vestfrost | MF 314 |  | Electricity | 2021 | Not functional, for breakage |  |  |  |  | CCE to remove & replace | BER-Damaged | CCEOP1 | 2023-01-31 | Sousa Ribe | PQS E003/023 | VWPF | 0 | 281 | 0 | 13.752 | 253.8 | 2 | 2023 | 2023 | 1 | 0 | 0 | 0 | 0 | 1 |  |  |  | #N/A | 0 | 0 | 0 | 0 | #N/A | #N/A | #N/A | #N/A | #N/A | #N/A | #N/A | #N/A | #N/A | #N/A | #N/A | #N/A | #N/A | 198 |  | 0
0 | CABO DELGADO | SP | PALMA | Quionga, Palma | Refrigerator | PQS_refr | Vestfrost | VLS 026 RF Green Line |  | Solar | 2020 | Not functional, for breakage |  |  |  |  | CCE to remove & replace | Damaged during conflict | CCEOP1 | 2023-01-31 | Sousa Ribe | PQS E003/091 | SDRF | 20 | 34.3 | 0 | 109.2 | 52 | 3 | 2023 | 2023 | 1 | 0 | 0 | 0 | 0 | 1 |  |  |  | #N/A | 0 | 0 | 0 | 0 | #N/A | #N/A | #N/A | #N/A | #N/A | #N/A | #N/A | #N/A | #N/A | #N/A | #N/A | #N/A | #N/A | 199 |  | 0
0 | CABO DELGADO | LD | QUISSANGA | Depósito D. QUISSANGA | Refrigerator | PQS_refr | Vestfrost | VLS 404A AC |  | Electricity | 2020 | Functioning well |  |  |  |  | CCE not to replace |  | CCEOP1 | 2023-01-31 | Sousa Ribe | PQS E003/112 | ILR | 145 | 0 | 0 | 25.08 | 41.4 | 3 |  | 2035 | 0 | 0 | 0 | 0 | 0 | 0 |  |  |  | 0 | 0 | 0 | 0 | 0 | 0 | 25.08 | 25.08 | 25.08 | 25.08 | 25.08 | 125.4 | 41.4 | 41.4 | 41.4 | 41.4 | 41.4 | 207 | 200 |  | 0
0 | CABO DELGADO | SP | QUISSANGA | Bilibiza, Quissanga | Refrigerator | PQS_refr | Vestfrost | VLS 056 RF SDD |  | Solar | 2019 | Not functional, for breakage |  |  |  |  | CCE to remove & replace | Damaged during conflict |  | 2023-01-31 | Sousa Ribe | PQS E003/092 | SDRF | 36 | 34.3 | 0 | 116.04 | 52 | 4 | 2023 | 2023 | 1 | 0 | 0 | 0 | 0 | 1 |  |  |  | #N/A | 0 | 0 | 0 | 0 | #N/A | #N/A | #N/A | #N/A | #N/A | #N/A | #N/A | #N/A | #N/A | #N/A | #N/A | #N/A | #N/A | 201 |  | 0
0 | CABO DELGADO | SP | QUISSANGA | Centro de Saude de Cagembe | Refrigerator | PQS_refr | Vestfrost | VLS 056 RF SDD |  | Solar | 2019 | Not functional, for breakage |  |  |  |  | CCE to remove & replace | Damaged during conflict |  | 2023-01-31 | Sousa Ribe | PQS E003/092 | SDRF | 36 | 34.3 | 0 | 116.04 | 52 | 4 | 2023 | 2023 | 1 | 0 | 0 | 0 | 0 | 1 |  |  |  | #N/A | 0 | 0 | 0 | 0 | #N/A | #N/A | #N/A | #N/A | #N/A | #N/A | #N/A | #N/A | #N/A | #N/A | #N/A | #N/A | #N/A | 202 |  | 0
0 | CABO DELGADO | SP | QUISSANGA | Centro de Saude de Mahate | Refrigerator | PQS_refr | Vestfrost | VLS 056 RF SDD |  | Solar | 2020 | Functioning well |  |  |  |  | CCE not to replace |  | CCEOP1 | 2023-01-31 | Sousa Ribe | PQS E003/092 | SDRF | 36 | 34.3 | 0 | 116.04 | 52 | 3 |  | 2035 | 0 | 0 | 0 | 0 | 0 | 0 |  |  |  | 0 | 0 | 0 | 0 | 0 | 0 | 116.04 | 116.04 | 116.04 | 116.04 | 116.04 | 580.2 | 52 | 52 | 52 | 52 | 52 | 260 | 203 |  | 0
0 | CABO DELGADO | SP | QUISSANGA | Centro de Saude de Nacoba | Refrigerator | PQS_refr | Vestfrost | VLS 056 RF SDD |  | Solar | 2020 | Functioning well |  |  |  |  | CCE not to replace |  | CCEOP1 | 2023-01-31 | Sousa Ribe | PQS E003/092 | SDRF | 36 | 34.3 | 0 | 116.04 | 52 | 3 |  | 2035 | 0 | 0 | 0 | 0 | 0 | 0 |  |  |  | 0 | 0 | 0 | 0 | 0 | 0 | 116.04 | 116.04 | 116.04 | 116.04 | 116.04 | 580.2 | 52 | 52 | 52 | 52 | 52 | 260 | 204 |  | 0
0 | CABO DELGADO | SP | QUISSANGA | Centro de Saude de Namaluco | Refrigerator | PQS_refr | Vestfrost | VLS 054 SDD Greenline |  | Solar | 2019 | Not functional, for breakage |  |  |  |  | CCE to remove & replace | Damaged during conflict |  | 2023-01-31 | Sousa Ribe | PQS E003/041 | SDR | 55.5 | 0 | 0 | 57.48 | 52 | 4 | 2023 | 2023 | 1 | 0 | 0 | 0 | 0 | 1 |  |  |  | #N/A | 0 | 0 | 0 | 0 | #N/A | #N/A | #N/A | #N/A | #N/A | #N/A | #N/A | #N/A | #N/A | #N/A | #N/A | #N/A | #N/A | 205 |  | 0
0 | CABO DELGADO | SP | QUISSANGA | Centro de Saude de Tororo | Refrigerator | PQS_refr | Vestfrost | VLS 054 SDD Greenline |  | Solar | 2019 | Not functional, for breakage |  |  |  |  | CCE to remove & replace | Damaged during conflict |  | 2023-01-31 | Sousa Ribe | PQS E003/041 | SDR | 55.5 | 0 | 0 | 57.48 | 52 | 4 | 2023 | 2023 | 1 | 0 | 0 | 0 | 0 | 1 |  |  |  | #N/A | 0 | 0 | 0 | 0 | #N/A | #N/A | #N/A | #N/A | #N/A | #N/A | #N/A | #N/A | #N/A | #N/A | #N/A | #N/A | #N/A | 206 |  | 0
0 | CABO DELGADO | SP | QUISSANGA | Ibo, Centro de Saude de Ibo | Refrigerator | PQS_refr | Vestfrost | VLS 054 SDD Greenline |  | Solar | 2019 | Not functional, for breakage |  |  |  |  | CCE to remove & replace | Damaged during conflict |  | 2023-01-31 | Sousa Ribe | PQS E003/041 | SDR | 55.5 | 0 | 0 | 57.48 | 52 | 4 | 2023 | 2023 | 1 | 0 | 0 | 0 | 0 | 1 |  |  |  | #N/A | 0 | 0 | 0 | 0 | #N/A | #N/A | #N/A | #N/A | #N/A | #N/A | #N/A | #N/A | #N/A | #N/A | #N/A | #N/A | #N/A | 207 |  | 0
0 | CABO DELGADO | SP | QUISSANGA | Ibo, Centro de Saude de Matemo | Refrigerator | PQS_refr | Vestfrost | VLS 054 SDD Greenline |  | Solar | 2019 | Not functional, for breakage |  |  |  |  | CCE to remove & replace | Damaged during conflict |  | 2023-01-31 | Sousa Ribe | PQS E003/041 | SDR | 55.5 | 0 | 0 | 57.48 | 52 | 4 | 2023 | 2023 | 1 | 0 | 0 | 0 | 0 | 1 |  |  |  | #N/A | 0 | 0 | 0 | 0 | #N/A | #N/A | #N/A | #N/A | #N/A | #N/A | #N/A | #N/A | #N/A | #N/A | #N/A | #N/A | #N/A | 208 |  | 0
0 | CABO DELGADO | SP | QUISSANGA | Ibo, Centro de Saude de Quirimba | Refrigerator | PQS_refr | Vestfrost | VLS 056 RF SDD |  | Solar | 2021 | Functioning well |  |  |  |  | CCE not to replace |  | CCEOP1 | 2023-01-31 | Sousa Ribe | PQS E003/092 | SDRF | 36 | 34.3 | 0 | 116.04 | 52 | 2 |  | 2036 | 0 | 0 | 0 | 0 | 0 | 0 |  |  |  | 0 | 0 | 0 | 0 | 0 | 0 | 116.04 | 116.04 | 116.04 | 116.04 | 116.04 | 580.2 | 52 | 52 | 52 | 52 | 52 | 260 | 209 |  | 0
0 | CABO DELGADO | SP | QUISSANGA | Quissanga Sede, Quissanga | Refrigerator | PQS_refr | Vestfrost | VLS 056 RF SDD |  | Solar | 2019 | Not functional, for breakage |  |  |  |  | CCE to remove & replace | Damaged during conflict |  | 2023-01-31 | Sousa Ribe | PQS E003/092 | SDRF | 36 | 34.3 | 0 | 116.04 | 52 | 4 | 2023 | 2023 | 1 | 0 | 0 | 0 | 0 | 1 |  |  |  | #N/A | 0 | 0 | 0 | 0 | #N/A | #N/A | #N/A | #N/A | #N/A | #N/A | #N/A | #N/A | #N/A | #N/A | #N/A | #N/A | #N/A | 210 |  | 0
0 | NIASSA | SN1 | CIDADE DE LICHINGA | Armazém Provincial de Vacinas de Niassa | WICR | WICFR | Huurre | WICR-30m3 |  | Electricity | 2018 | Functioning well |  |  |  |  | CCE not to replace |  |  | 2023-01-31 | Sousa Ribe | WICFR | WICR-30 | 7692.3077 | 0 | 0 | 535.5 | 2956.8 | 5 |  | 2033 | 0 | 0 | 0 | 0 | 0 | 0 |  |  |  | 0 | 0 | 0 | 0 | 0 | 0 | 535.5 | 535.5 | 535.5 | 535.5 | 535.5 | 2677.5 | 2956.8 | 2956.8 | 2956.8 | 2956.8 | 2956.8 | 14784 |  |  | 0
0 | NIASSA | SN1 | CIDADE DE LICHINGA | Armazém Provincial de Vacinas de Niassa | Freezer | PQS_freezer | Vestfrost | MF 314 |  | Electricity | 2021 | Functioning well |  |  |  |  | CCE not to replace |  | CCEOP1 | 2023-01-31 | Sousa Ribe | PQS E003/023 | VWPF | 0 | 281 | 0 | 13.752 | 253.8 | 2 |  | 2036 | 0 | 0 | 0 | 0 | 0 | 0 |  |  |  | 0 | 0 | 0 | 0 | 0 | 0 | 13.752 | 13.752 | 13.752 | 13.752 | 13.752 | 68.76 | 253.8 | 253.8 | 253.8 | 253.8 | 253.8 | 1269 |  |  | 0
0 | NIASSA | SN1 | CIDADE DE LICHINGA | Armazém Provincial de Vacinas de Niassa | Freezer | PQS_freezer | Vestfrost | MF 314 |  | Electricity | 2021 | Functioning well |  |  |  |  | CCE not to replace |  | CCEOP1 | 2023-01-31 | Sousa Ribe | PQS E003/023 | VWPF | 0 | 281 | 0 | 13.752 | 253.8 | 2 |  | 2036 | 0 | 0 | 0 | 0 | 0 | 0 |  |  |  | 0 | 0 | 0 | 0 | 0 | 0 | 13.752 | 13.752 | 13.752 | 13.752 | 13.752 | 68.76 | 253.8 | 253.8 | 253.8 | 253.8 | 253.8 | 1269 |  |  | 0
0 | NIASSA | SN1 | CIDADE DE LICHINGA | Armazém Provincial de Vacinas de Niassa | Freezer | PQS_freezer | Vestfrost | MF 314 |  | Electricity | 2021 | Functioning well |  |  |  |  | CCE not to replace |  | CCEOP1 | 2023-01-31 | Sousa Ribe | PQS E003/023 | VWPF | 0 | 281 | 0 | 13.752 | 253.8 | 2 |  | 2036 | 0 | 0 | 0 | 0 | 0 | 0 |  |  |  | 0 | 0 | 0 | 0 | 0 | 0 | 13.752 | 13.752 | 13.752 | 13.752 | 13.752 | 68.76 | 253.8 | 253.8 | 253.8 | 253.8 | 253.8 | 1269 |  |  | 0
0 | NIASSA | SN1 | CIDADE DE LICHINGA | Armazém Provincial de Vacinas de Niassa | Refrigerator | PQS_refr | Vestfrost | VLS 404A AC |  | Electricity | 2020 | Functioning well |  |  |  |  | CCE not to replace |  | CCEOP1 | 2023-01-31 | Sousa Ribe | PQS E003/112 | ILR | 145 | 0 | 0 | 25.08 | 41.4 | 3 |  | 2035 | 0 | 0 | 0 | 0 | 0 | 0 |  |  |  | 0 | 0 | 0 | 0 | 0 | 0 | 25.08 | 25.08 | 25.08 | 25.08 | 25.08 | 125.4 | 41.4 | 41.4 | 41.4 | 41.4 | 41.4 | 207 |  |  | 0
0 | NIASSA | SN1 | CIDADE DE LICHINGA | Armazém Provincial de Vacinas de Niassa | Refrigerator | PQS_refr | Vestfrost | VLS 404A AC |  | Electricity | 2020 | Functioning well |  |  |  |  | CCE not to replace |  | CCEOP1 | 2023-01-31 | Sousa Ribe | PQS E003/112 | ILR | 145 | 0 | 0 | 25.08 | 41.4 | 3 |  | 2035 | 0 | 0 | 0 | 0 | 0 | 0 |  |  |  | 0 | 0 | 0 | 0 | 0 | 0 | 25.08 | 25.08 | 25.08 | 25.08 | 25.08 | 125.4 | 41.4 | 41.4 | 41.4 | 41.4 | 41.4 | 207 |  |  | 0
0 | NIASSA | LD | DISTRITO DE LICHINGA | Depósito D. LICHINGA | Refrigerator | PQS_refr | Vestfrost | VLS 404A AC |  | Electricity | 2020 | Functioning well |  |  |  |  | CCE not to replace |  | CCEOP1 | 2023-01-31 | Sousa Ribe | PQS E003/112 | ILR | 145 | 0 | 0 | 25.08 | 41.4 | 3 |  | 2035 | 0 | 0 | 0 | 0 | 0 | 0 |  |  |  | 0 | 0 | 0 | 0 | 0 | 0 | 25.08 | 25.08 | 25.08 | 25.08 | 25.08 | 125.4 | 41.4 | 41.4 | 41.4 | 41.4 | 41.4 | 207 | 217 |  | 0
0 | NIASSA | LD | DISTRITO DE LICHINGA | Depósito D. LICHINGA | Refrigerator | PQS_refr | Vestfrost | VLS 404A AC |  | Electricity | 2020 | Functioning well |  |  |  |  | CCE not to replace |  | CCEOP1 | 2023-01-31 | Sousa Ribe | PQS E003/112 | ILR | 145 | 0 | 0 | 25.08 | 41.4 | 3 |  | 2035 | 0 | 0 | 0 | 0 | 0 | 0 |  |  |  | 0 | 0 | 0 | 0 | 0 | 0 | 25.08 | 25.08 | 25.08 | 25.08 | 25.08 | 125.4 | 41.4 | 41.4 | 41.4 | 41.4 | 41.4 | 207 | 218 |  | 0
0 | NIASSA | LD | DISTRITO DE LICHINGA | Depósito D. LICHINGA | Freezer | PQS_freezer | Vestfrost | MF 314 |  | Electricity | 2021 | Functioning well |  |  |  |  | CCE not to replace |  | CCEOP1 | 2023-01-31 | Sousa Ribe | PQS E003/023 | VWPF | 0 | 281 | 0 | 13.752 | 253.8 | 2 |  | 2036 | 0 | 0 | 0 | 0 | 0 | 0 |  |  |  | 0 | 0 | 0 | 0 | 0 | 0 | 13.752 | 13.752 | 13.752 | 13.752 | 13.752 | 68.76 | 253.8 | 253.8 | 253.8 | 253.8 | 253.8 | 1269 | 219 |  | 0
0 | NIASSA | SP | DISTRITO DE LICHINGA | Assumane, Lichinga Cidade | Refrigerator | PQS_refr | Vestfrost | VLS 056 RF SDD |  | Solar | 2021 | Functioning well |  |  |  |  | CCE not to replace |  | CCEOP1 | 2023-01-31 | Sousa Ribe | PQS E003/092 | SDRF | 36 | 34.3 | 0 | 116.04 | 52 | 2 |  | 2036 | 0 | 0 | 0 | 0 | 0 | 0 |  |  |  | 0 | 0 | 0 | 0 | 0 | 0 | 116.04 | 116.04 | 116.04 | 116.04 | 116.04 | 580.2 | 52 | 52 | 52 | 52 | 52 | 260 | 220 |  | 0
0 | NIASSA | SP | DISTRITO DE LICHINGA | C.S C.Lichinga, Lichinga Cidade | Refrigerator | PQS_refr | Vestfrost | VLS 026 RF Green Line |  | Solar | 2021 | Functioning well |  |  |  |  | CCE not to replace |  | CCEOP1 | 2023-01-31 | Sousa Ribe | PQS E003/091 | SDRF | 20 | 34.3 | 0 | 109.2 | 52 | 2 |  | 2036 | 0 | 0 | 0 | 0 | 0 | 0 |  |  |  | 0 | 0 | 0 | 0 | 0 | 0 | 109.2 | 109.2 | 109.2 | 109.2 | 109.2 | 546 | 52 | 52 | 52 | 52 | 52 | 260 | 221 |  | 0
0 | NIASSA | SP | DISTRITO DE LICHINGA | C.S Luiça, Lichinga Cidade | Refrigerator | PQS_refr | Vestfrost | VLS 026 RF Green Line |  | Solar | 2021 | Functioning well |  |  |  |  | CCE not to replace |  | CCEOP1 | 2023-01-31 | Sousa Ribe | PQS E003/091 | SDRF | 20 | 34.3 | 0 | 109.2 | 52 | 2 |  | 2036 | 0 | 0 | 0 | 0 | 0 | 0 |  |  |  | 0 | 0 | 0 | 0 | 0 | 0 | 109.2 | 109.2 | 109.2 | 109.2 | 109.2 | 546 | 52 | 52 | 52 | 52 | 52 | 260 | 222 |  | 0
0 | NIASSA | SP | DISTRITO DE LICHINGA | Centro de Saude de Chilovelo | Refrigerator | PQS_refr | Vestfrost | VLS 026 RF Green Line |  | Solar | 2021 | Functioning well |  |  |  |  | CCE not to replace |  | CCEOP1 | 2023-01-31 | Sousa Ribe | PQS E003/091 | SDRF | 20 | 34.3 | 0 | 109.2 | 52 | 2 |  | 2036 | 0 | 0 | 0 | 0 | 0 | 0 |  |  |  | 0 | 0 | 0 | 0 | 0 | 0 | 109.2 | 109.2 | 109.2 | 109.2 | 109.2 | 546 | 52 | 52 | 52 | 52 | 52 | 260 | 223 |  | 0
0 | NIASSA | SP | DISTRITO DE LICHINGA | Centro de Saúde de Matemangue | Refrigerator | PQS_refr | Vestfrost | VLS 026 RF Green Line |  | Solar | 2021 | Functioning well |  |  |  |  | CCE not to replace |  | CCEOP1 | 2023-01-31 | Sousa Ribe | PQS E003/091 | SDRF | 20 | 34.3 | 0 | 109.2 | 52 | 2 |  | 2036 | 0 | 0 | 0 | 0 | 0 | 0 |  |  |  | 0 | 0 | 0 | 0 | 0 | 0 | 109.2 | 109.2 | 109.2 | 109.2 | 109.2 | 546 | 52 | 52 | 52 | 52 | 52 | 260 | 224 |  | 0
0 | NIASSA | SP | DISTRITO DE LICHINGA | Ceramica | Refrigerator | PQS_refr | Vestfrost | VLS 054 SDD Greenline |  | Solar | 2021 | Functioning well |  |  |  |  | CCE not to replace |  | CCEOP1 | 2023-01-31 | Sousa Ribe | PQS E003/041 | SDR | 55.5 | 0 | 0 | 57.48 | 52 | 2 |  | 2036 | 0 | 0 | 0 | 0 | 0 | 0 |  |  |  | 0 | 0 | 0 | 0 | 0 | 0 | 57.48 | 57.48 | 57.48 | 57.48 | 57.48 | 287.4 | 52 | 52 | 52 | 52 | 52 | 260 | 225 |  | 0
0 | NIASSA | SP | DISTRITO DE LICHINGA | Chiaula, Lichinga Cidade | Refrigerator | PQS_refr | Vestfrost | VLS 026 RF Green Line |  | Solar | 2021 | Functioning well |  |  |  |  | CCE not to replace |  | CCEOP1 | 2023-01-31 | Sousa Ribe | PQS E003/091 | SDRF | 20 | 34.3 | 0 | 109.2 | 52 | 2 |  | 2036 | 0 | 0 | 0 | 0 | 0 | 0 |  |  |  | 0 | 0 | 0 | 0 | 0 | 0 | 109.2 | 109.2 | 109.2 | 109.2 | 109.2 | 546 | 52 | 52 | 52 | 52 | 52 | 260 | 226 |  | 0
0 | NIASSA | SP | DISTRITO DE LICHINGA | Chiulugo, Lichinga Cidade | Refrigerator | PQS_refr | Vestfrost | VLS 054 SDD Greenline |  | Solar | 2019 | Functional, needs repair | Yes | Yes |  |  | CCE not to replace |  |  | 2023-01-31 | Sousa Ribe | PQS E003/041 | SDR | 55.5 | 0 | 0 | 57.48 | 52 | 4 |  | 2034 | 0 | 0 | 0 | 0 | 0 | 0 |  |  |  | 0 | 0 | 0 | 0 | 0 | 0 | 57.48 | 57.48 | 57.48 | 57.48 | 57.48 | 287.4 | 52 | 52 | 52 | 52 | 52 | 260 | 227 |  | 0
0 | NIASSA | SP | DISTRITO DE LICHINGA | Lulimile, Lichinga Cidade | Refrigerator | PQS_refr | Vestfrost | MK 304 |  | Electricity | 2021 | Functioning well |  |  |  |  | CCE not to replace |  |  | 2023-01-31 | Sousa Ribe | PQS E003/007 | ILR | 105 | 0 | 0 | 19.032 | 192 | 2 |  | 2036 | 0 | 0 | 0 | 0 | 0 | 0 |  |  |  | 0 | 0 | 0 | 0 | 0 | 0 | 19.032 | 19.032 | 19.032 | 19.032 | 19.032 | 95.16 | 192 | 192 | 192 | 192 | 192 | 960 | 228 |  | 0
0 | NIASSA | SP | DISTRITO DE LICHINGA | Majiga, Lichinga Cidade | Refrigerator | PQS_refr | Vestfrost | MK 304 |  | Electricity | 2021 | Functioning well |  |  |  |  | CCE not to replace |  |  | 2023-01-31 | Sousa Ribe | PQS E003/007 | ILR | 105 | 0 | 0 | 19.032 | 192 | 2 |  | 2036 | 0 | 0 | 0 | 0 | 0 | 0 |  |  |  | 0 | 0 | 0 | 0 | 0 | 0 | 19.032 | 19.032 | 19.032 | 19.032 | 19.032 | 95.16 | 192 | 192 | 192 | 192 | 192 | 960 | 229 |  | 0
0 | NIASSA | SP | DISTRITO DE LICHINGA | Malica, Lichinga Cidade | Refrigerator | PQS_refr | Vestfrost | VLS 054 SDD Greenline |  | Solar | 2019 | Functional, needs repair | Yes | Yes |  |  | CCE not to replace |  |  | 2023-01-31 | Sousa Ribe | PQS E003/041 | SDR | 55.5 | 0 | 0 | 57.48 | 52 | 4 |  | 2034 | 0 | 0 | 0 | 0 | 0 | 0 |  |  |  | 0 | 0 | 0 | 0 | 0 | 0 | 57.48 | 57.48 | 57.48 | 57.48 | 57.48 | 287.4 | 52 | 52 | 52 | 52 | 52 | 260 | 230 |  | 0
0 | NIASSA | SP | DISTRITO DE LICHINGA | Massenger, Lichinga Cidade | Refrigerator | PQS_refr | Vestfrost | VLS 404A AC |  | Electricity | 2020 | Functioning well |  |  |  |  | CCE not to replace |  | CCEOP1 | 2023-01-31 | Sousa Ribe | PQS E003/112 | ILR | 145 | 0 | 0 | 25.08 | 41.4 | 3 |  | 2035 | 0 | 0 | 0 | 0 | 0 | 0 |  |  |  | 0 | 0 | 0 | 0 | 0 | 0 | 25.08 | 25.08 | 25.08 | 25.08 | 25.08 | 125.4 | 41.4 | 41.4 | 41.4 | 41.4 | 41.4 | 207 | 231 |  | 0
0 | NIASSA | SP | DISTRITO DE LICHINGA | Maternidade 1 HPL | Refrigerator | PQS_refr | Vestfrost | VLS 026 RF Green Line |  | Solar | 2021 | Functional, needs repair | Yes | Yes |  |  | CCE not to replace |  | CCEOP1 | 2023-01-31 | Sousa Ribe | PQS E003/091 | SDRF | 20 | 34.3 | 0 | 109.2 | 52 | 2 |  | 2036 | 0 | 0 | 0 | 0 | 0 | 0 |  |  |  | 0 | 0 | 0 | 0 | 0 | 0 | 109.2 | 109.2 | 109.2 | 109.2 | 109.2 | 546 | 52 | 52 | 52 | 52 | 52 | 260 | 232 |  | 0
0 | NIASSA | SP | DISTRITO DE LICHINGA | Maternidade 2 | Refrigerator | PQS_refr | Vestfrost | VLS 054 SDD Greenline |  | Solar | 2019 | Functional, needs repair | Yes | Yes |  |  | CCE not to replace |  |  | 2023-01-31 | Sousa Ribe | PQS E003/041 | SDR | 55.5 | 0 | 0 | 57.48 | 52 | 4 |  | 2034 | 0 | 0 | 0 | 0 | 0 | 0 |  |  |  | 0 | 0 | 0 | 0 | 0 | 0 | 57.48 | 57.48 | 57.48 | 57.48 | 57.48 | 287.4 | 52 | 52 | 52 | 52 | 52 | 260 | 233 |  | 0
0 | NIASSA | SP | DISTRITO DE LICHINGA | Mbetazigone, Lichinga Cidade | Refrigerator | PQS_refr | B Medical Systems Sarl (Dometic) | TCW 80 AC |  | Electricity | 2021 | Functioning well |  |  |  |  | CCE not to replace |  | CCEOP1 | 2023-01-31 | Sousa Ribe | PQS E003/101 | ILR | 80.5 | 0 | 0 | 71.808 | 69.6 | 2 |  | 2036 | 0 | 0 | 0 | 0 | 0 | 0 |  |  |  | 0 | 0 | 0 | 0 | 0 | 0 | 71.808 | 71.808 | 71.808 | 71.808 | 71.808 | 359.04 | 69.6 | 69.6 | 69.6 | 69.6 | 69.6 | 348 | 234 |  | 0
0 | NIASSA | SP | DISTRITO DE LICHINGA | Meponda, Lichinga Cidade | Refrigerator | PQS_refr | Vestfrost | MK 304 |  | Electricity | 2021 | Functioning well |  |  |  |  | CCE not to replace |  |  | 2023-01-31 | Sousa Ribe | PQS E003/007 | ILR | 105 | 0 | 0 | 19.032 | 192 | 2 |  | 2036 | 0 | 0 | 0 | 0 | 0 | 0 |  |  |  | 0 | 0 | 0 | 0 | 0 | 0 | 19.032 | 19.032 | 19.032 | 19.032 | 19.032 | 95.16 | 192 | 192 | 192 | 192 | 192 | 960 | 235 |  | 0
0 | NIASSA | SP | DISTRITO DE LICHINGA | Mitava, Lichinga Cidade | Refrigerator | PQS_refr | Vestfrost | MK 304 |  | Electricity | 2021 | Functional, needs repair | Yes | Yes |  |  | CCE not to replace |  |  | 2023-01-31 | Sousa Ribe | PQS E003/007 | ILR | 105 | 0 | 0 | 19.032 | 192 | 2 |  | 2036 | 0 | 0 | 0 | 0 | 0 | 0 |  |  |  | 0 | 0 | 0 | 0 | 0 | 0 | 19.032 | 19.032 | 19.032 | 19.032 | 19.032 | 95.16 | 192 | 192 | 192 | 192 | 192 | 960 | 236 |  | 0
0 | NIASSA | SP | DISTRITO DE LICHINGA | Namacula, Lichinga Cidade | Refrigerator | PQS_refr | Vestfrost | MK 304 |  | Electricity | 2021 | Functioning well |  |  |  |  | CCE not to replace |  |  | 2023-01-31 | Sousa Ribe | PQS E003/007 | ILR | 105 | 0 | 0 | 19.032 | 192 | 2 |  | 2036 | 0 | 0 | 0 | 0 | 0 | 0 |  |  |  | 0 | 0 | 0 | 0 | 0 | 0 | 19.032 | 19.032 | 19.032 | 19.032 | 19.032 | 95.16 | 192 | 192 | 192 | 192 | 192 | 960 | 237 |  | 0
0 | NIASSA | SP | DISTRITO DE LICHINGA | Sambula, Lichinga Cidade | Refrigerator | PQS_refr | B Medical Systems Sarl (Dometic) | TCW 80 AC |  | Electricity | 2021 | Functioning well |  |  |  |  | CCE not to replace |  | CCEOP1 | 2023-01-31 | Sousa Ribe | PQS E003/101 | ILR | 80.5 | 0 | 0 | 71.808 | 69.6 | 2 |  | 2036 | 0 | 0 | 0 | 0 | 0 | 0 |  |  |  | 0 | 0 | 0 | 0 | 0 | 0 | 71.808 | 71.808 | 71.808 | 71.808 | 71.808 | 359.04 | 69.6 | 69.6 | 69.6 | 69.6 | 69.6 | 348 | 238 |  | 0
0 | NIASSA | SP | DISTRITO DE LICHINGA | Utumuile | Refrigerator | PQS_refr | Vestfrost | VLS 026 RF Green Line |  | Solar | 2021 | Functioning well |  |  |  |  | CCE not to replace |  | CCEOP1 | 2023-01-31 | Sousa Ribe | PQS E003/091 | SDRF | 20 | 34.3 | 0 | 109.2 | 52 | 2 |  | 2036 | 0 | 0 | 0 | 0 | 0 | 0 |  |  |  | 0 | 0 | 0 | 0 | 0 | 0 | 109.2 | 109.2 | 109.2 | 109.2 | 109.2 | 546 | 52 | 52 | 52 | 52 | 52 | 260 | 239 |  | 0
0 | NIASSA | LD | CHIMBONILA | Depósito D. CHIMBONILA | Refrigerator | PQS_refr | Vestfrost | VLS 054 SDD Greenline |  | Solar | 2019 | Functional, needs repair | Yes | Yes |  |  | CCE not to replace |  |  | 2023-01-31 | Sousa Ribe | PQS E003/041 | SDR | 55.5 | 0 | 0 | 57.48 | 52 | 4 |  | 2034 | 0 | 0 | 0 | 0 | 0 | 0 |  |  |  | 0 | 0 | 0 | 0 | 0 | 0 | 57.48 | 57.48 | 57.48 | 57.48 | 57.48 | 287.4 | 52 | 52 | 52 | 52 | 52 | 260 | 240 |  | 0
0 | NIASSA | LD | CHIMBONILA | Depósito D. CHIMBONILA | Freezer | PQS_freezer | Vestfrost | MF 314 |  | Electricity | 2021 | Functioning well |  |  |  |  | CCE not to replace |  | CCEOP1 | 2023-01-31 | Sousa Ribe | PQS E003/023 | VWPF | 0 | 281 | 0 | 13.752 | 253.8 | 2 |  | 2036 | 0 | 0 | 0 | 0 | 0 | 0 |  |  |  | 0 | 0 | 0 | 0 | 0 | 0 | 13.752 | 13.752 | 13.752 | 13.752 | 13.752 | 68.76 | 253.8 | 253.8 | 253.8 | 253.8 | 253.8 | 1269 | 241 |  | 0
0 | NIASSA | LD | CHIMBONILA | Depósito D. CHIMBONILA | Refrigerator | PQS_refr | Vestfrost | VLS 026 RF Green Line |  | Solar | 2021 | Functioning well |  |  |  |  | CCE not to replace |  | CCEOP1 | 2023-01-31 | Sousa Ribe | PQS E003/091 | SDRF | 20 | 34.3 | 0 | 109.2 | 52 | 2 |  | 2036 | 0 | 0 | 0 | 0 | 0 | 0 |  |  |  | 0 | 0 | 0 | 0 | 0 | 0 | 109.2 | 109.2 | 109.2 | 109.2 | 109.2 | 546 | 52 | 52 | 52 | 52 | 52 | 260 | 242 |  | 0
0 | NIASSA | LD | CHIMBONILA | Depósito D. CHIMBONILA | Refrigerator | PQS_refr | Vestfrost | VLS 054 SDD Greenline |  | Solar | 2019 | Functioning well |  |  |  |  | CCE not to replace |  |  | 2023-01-31 | Sousa Ribe | PQS E003/041 | SDR | 55.5 | 0 | 0 | 57.48 | 52 | 4 |  | 2034 | 0 | 0 | 0 | 0 | 0 | 0 |  |  |  | 0 | 0 | 0 | 0 | 0 | 0 | 57.48 | 57.48 | 57.48 | 57.48 | 57.48 | 287.4 | 52 | 52 | 52 | 52 | 52 | 260 | 243 |  | 0
0 | NIASSA | SP | CHIMBONILA | C.S Chinenge | Refrigerator | PQS_refr | Vestfrost | VLS 056 RF SDD |  | Solar | 2021 | Functioning well |  |  |  |  | CCE not to replace |  | CCEOP1 | 2023-01-31 | Sousa Ribe | PQS E003/092 | SDRF | 36 | 34.3 | 0 | 116.04 | 52 | 2 |  | 2036 | 0 | 0 | 0 | 0 | 0 | 0 |  |  |  | 0 | 0 | 0 | 0 | 0 | 0 | 116.04 | 116.04 | 116.04 | 116.04 | 116.04 | 580.2 | 52 | 52 | 52 | 52 | 52 | 260 | 244 |  | 0
0 | NIASSA | SP | CHIMBONILA | C.S Lumbi | Refrigerator | PQS_refr | Vestfrost | MK 304 |  | Electricity | 2021 | Functioning well |  |  |  |  | CCE not to replace |  |  | 2023-01-31 | Sousa Ribe | PQS E003/007 | ILR | 105 | 0 | 0 | 19.032 | 192 | 2 |  | 2036 | 0 | 0 | 0 | 0 | 0 | 0 |  |  |  | 0 | 0 | 0 | 0 | 0 | 0 | 19.032 | 19.032 | 19.032 | 19.032 | 19.032 | 95.16 | 192 | 192 | 192 | 192 | 192 | 960 | 245 |  | 0
0 | NIASSA | SP | CHIMBONILA | C.S Ute | Refrigerator | PQS_refr | Vestfrost | VLS 026 RF Green Line |  | Solar | 2021 | Functioning well |  |  |  |  | CCE not to replace |  | CCEOP1 | 2023-01-31 | Sousa Ribe | PQS E003/091 | SDRF | 20 | 34.3 | 0 | 109.2 | 52 | 2 |  | 2036 | 0 | 0 | 0 | 0 | 0 | 0 |  |  |  | 0 | 0 | 0 | 0 | 0 | 0 | 109.2 | 109.2 | 109.2 | 109.2 | 109.2 | 546 | 52 | 52 | 52 | 52 | 52 | 260 | 246 |  | 0
0 | NIASSA | SP | CHIMBONILA | C.S. Chimbunila, Chimbunlia | Refrigerator | PQS_refr | Vestfrost | VLS 056 RF SDD |  | Solar | 2021 | Functioning well |  |  |  |  | CCE not to replace |  | CCEOP1 | 2023-01-31 | Sousa Ribe | PQS E003/092 | SDRF | 36 | 34.3 | 0 | 116.04 | 52 | 2 |  | 2036 | 0 | 0 | 0 | 0 | 0 | 0 |  |  |  | 0 | 0 | 0 | 0 | 0 | 0 | 116.04 | 116.04 | 116.04 | 116.04 | 116.04 | 580.2 | 52 | 52 | 52 | 52 | 52 | 260 | 247 |  | 0
0 | NIASSA | SP | CHIMBONILA | Chala, Chimbunila | Refrigerator | PQS_refr | Vestfrost | MK 304 |  | Electricity | 2021 | Functioning well |  |  |  |  | CCE not to replace |  |  | 2023-01-31 | Sousa Ribe | PQS E003/007 | ILR | 105 | 0 | 0 | 19.032 | 192 | 2 |  | 2036 | 0 | 0 | 0 | 0 | 0 | 0 |  |  |  | 0 | 0 | 0 | 0 | 0 | 0 | 19.032 | 19.032 | 19.032 | 19.032 | 19.032 | 95.16 | 192 | 192 | 192 | 192 | 192 | 960 | 248 |  | 0
0 | NIASSA | SP | CHIMBONILA | Chóluè, Chimbunila | Refrigerator | PQS_refr | Vestfrost | MK 304 |  | Electricity | 2021 | Functioning well |  |  |  |  | CCE not to replace |  |  | 2023-01-31 | Sousa Ribe | PQS E003/007 | ILR | 105 | 0 | 0 | 19.032 | 192 | 2 |  | 2036 | 0 | 0 | 0 | 0 | 0 | 0 |  |  |  | 0 | 0 | 0 | 0 | 0 | 0 | 19.032 | 19.032 | 19.032 | 19.032 | 19.032 | 95.16 | 192 | 192 | 192 | 192 | 192 | 960 | 249 |  | 0
0 | NIASSA | SP | CHIMBONILA | Colongo, Chimbunila | Refrigerator | PQS_refr | Vestfrost | VLS 054 SDD Greenline |  | Solar | 2019 | Functional, needs repair | Yes | Yes |  |  | CCE not to replace |  |  | 2023-01-31 | Sousa Ribe | PQS E003/041 | SDR | 55.5 | 0 | 0 | 57.48 | 52 | 4 |  | 2034 | 0 | 0 | 0 | 0 | 0 | 0 |  |  |  | 0 | 0 | 0 | 0 | 0 | 0 | 57.48 | 57.48 | 57.48 | 57.48 | 57.48 | 287.4 | 52 | 52 | 52 | 52 | 52 | 260 | 250 |  | 0
0 | NIASSA | SP | CHIMBONILA | Lione, Chimbunila | Refrigerator | PQS_refr | B Medical Systems Sarl (Dometic) | TCW 80 AC |  | Electricity | 2021 | Functioning well |  |  |  |  | CCE not to replace |  | CCEOP1 | 2023-01-31 | Sousa Ribe | PQS E003/101 | ILR | 80.5 | 0 | 0 | 71.808 | 69.6 | 2 |  | 2036 | 0 | 0 | 0 | 0 | 0 | 0 |  |  |  | 0 | 0 | 0 | 0 | 0 | 0 | 71.808 | 71.808 | 71.808 | 71.808 | 71.808 | 359.04 | 69.6 | 69.6 | 69.6 | 69.6 | 69.6 | 348 | 251 |  | 0
0 | NIASSA | SP | CHIMBONILA | Machemba, Chimbunila | Refrigerator | PQS_refr | B Medical Systems Sarl (Dometic) | TCW 80 AC |  | Electricity | 2021 | Functioning well |  |  |  |  | CCE not to replace |  | CCEOP1 | 2023-01-31 | Sousa Ribe | PQS E003/101 | ILR | 80.5 | 0 | 0 | 71.808 | 69.6 | 2 |  | 2036 | 0 | 0 | 0 | 0 | 0 | 0 |  |  |  | 0 | 0 | 0 | 0 | 0 | 0 | 71.808 | 71.808 | 71.808 | 71.808 | 71.808 | 359.04 | 69.6 | 69.6 | 69.6 | 69.6 | 69.6 | 348 | 252 |  | 0
0 | NIASSA | SP | CHIMBONILA | Machomane, Chimbunila | Refrigerator | PQS_refr | Vestfrost | MK 304 |  | Electricity | 2021 | Functioning well |  |  |  |  | CCE not to replace |  |  | 2023-01-31 | Sousa Ribe | PQS E003/007 | ILR | 105 | 0 | 0 | 19.032 | 192 | 2 |  | 2036 | 0 | 0 | 0 | 0 | 0 | 0 |  |  |  | 0 | 0 | 0 | 0 | 0 | 0 | 19.032 | 19.032 | 19.032 | 19.032 | 19.032 | 95.16 | 192 | 192 | 192 | 192 | 192 | 960 | 253 |  | 0
0 | NIASSA | SP | CHIMBONILA | Mapaco, Chimbunila | Refrigerator | PQS_refr | Vestfrost | VLS 056 RF SDD |  | Solar | 2019 | Functional, needs repair | Yes | Yes |  |  | CCE not to replace |  |  | 2023-01-31 | Sousa Ribe | PQS E003/092 | SDRF | 36 | 34.3 | 0 | 116.04 | 52 | 4 |  | 2034 | 0 | 0 | 0 | 0 | 0 | 0 |  |  |  | 0 | 0 | 0 | 0 | 0 | 0 | 116.04 | 116.04 | 116.04 | 116.04 | 116.04 | 580.2 | 52 | 52 | 52 | 52 | 52 | 260 | 254 |  | 0
0 | NIASSA | SP | CHIMBONILA | Matama, Chimbunila | Refrigerator | PQS_refr | Vestfrost | VLS 026 RF Green Line |  | Solar | 2021 | Functioning well |  |  |  |  | CCE not to replace |  | CCEOP1 | 2023-01-31 | Sousa Ribe | PQS E003/091 | SDRF | 20 | 34.3 | 0 | 109.2 | 52 | 2 |  | 2036 | 0 | 0 | 0 | 0 | 0 | 0 |  |  |  | 0 | 0 | 0 | 0 | 0 | 0 | 109.2 | 109.2 | 109.2 | 109.2 | 109.2 | 546 | 52 | 52 | 52 | 52 | 52 | 260 | 255 |  | 0
0 | NIASSA | SP | CHIMBONILA | Mussa, Chimbunila | Refrigerator | PQS_refr | Vestfrost | VLS 026 RF Green Line |  | Solar | 2021 | Functioning well |  |  |  |  | CCE not to replace |  | CCEOP1 | 2023-01-31 | Sousa Ribe | PQS E003/091 | SDRF | 20 | 34.3 | 0 | 109.2 | 52 | 2 |  | 2036 | 0 | 0 | 0 | 0 | 0 | 0 |  |  |  | 0 | 0 | 0 | 0 | 0 | 0 | 109.2 | 109.2 | 109.2 | 109.2 | 109.2 | 546 | 52 | 52 | 52 | 52 | 52 | 260 | 256 |  | 0
0 | NIASSA | SP | CHIMBONILA | Namuanica, Chimbunila | Refrigerator | PQS_refr | Vestfrost | MK 304 |  | Electricity | 2021 | Functioning well |  |  |  |  | CCE not to replace |  |  | 2023-01-31 | Sousa Ribe | PQS E003/007 | ILR | 105 | 0 | 0 | 19.032 | 192 | 2 |  | 2036 | 0 | 0 | 0 | 0 | 0 | 0 |  |  |  | 0 | 0 | 0 | 0 | 0 | 0 | 19.032 | 19.032 | 19.032 | 19.032 | 19.032 | 95.16 | 192 | 192 | 192 | 192 | 192 | 960 | 257 |  | 0
0 | NIASSA | LD | CUAMBA | Depósito D. CUAMBA "Intermediário" | WICR | WICFR | Porkka | WICR-20m3 |  | Electricity | 2023 | Functioning well |  |  |  |  | CCE not to replace |  |  | 2023-01-31 | Sousa Ribe | WICFR | WICR-20 | 5520 | 0 | 0 | 479 | 2486.4 | 0 |  | 2038 | 0 | 0 | 0 | 0 | 0 | 0 |  |  |  | 0 | 0 | 0 | 0 | 0 | 0 | 479 | 479 | 479 | 479 | 479 | 2395 | 2486.4 | 2486.4 | 2486.4 | 2486.4 | 2486.4 | 12432 | 258 |  | 0
0 | NIASSA | LD | CUAMBA | Depósito D. CUAMBA "Intermediário" | Refrigerator | PQS_refr | B Medical Systems Sarl (Dometic) | TCW 80 AC |  | Electricity | 2021 | Functioning well |  |  |  |  | CCE not to replace |  | CCEOP1 | 2023-01-31 | Sousa Ribe | PQS E003/101 | ILR | 80.5 | 0 | 0 | 71.808 | 69.6 | 2 |  | 2036 | 0 | 0 | 0 | 0 | 0 | 0 |  |  |  | 0 | 0 | 0 | 0 | 0 | 0 | 71.808 | 71.808 | 71.808 | 71.808 | 71.808 | 359.04 | 69.6 | 69.6 | 69.6 | 69.6 | 69.6 | 348 | 259 |  | 0
0 | NIASSA | LD | CUAMBA | Depósito D. CUAMBA "Intermediário" | Freezer | PQS_freezer | Vestfrost | MF 314 |  | Electricity | 2021 | Functioning well |  |  |  |  | CCE not to replace |  | CCEOP1 | 2023-01-31 | Sousa Ribe | PQS E003/023 | VWPF | 0 | 281 | 0 | 13.752 | 253.8 | 2 |  | 2036 | 0 | 0 | 0 | 0 | 0 | 0 |  |  |  | 0 | 0 | 0 | 0 | 0 | 0 | 13.752 | 13.752 | 13.752 | 13.752 | 13.752 | 68.76 | 253.8 | 253.8 | 253.8 | 253.8 | 253.8 | 1269 | 260 |  | 0
0 | NIASSA | LD | CUAMBA | Depósito D. CUAMBA "Intermediário" | Refrigerator | PQS_refr | Vestfrost | VLS 054 SDD Greenline |  | Solar | 2021 | Functioning well |  |  |  |  | CCE not to replace |  | CCEOP1 | 2023-01-31 | Sousa Ribe | PQS E003/041 | SDR | 55.5 | 0 | 0 | 57.48 | 52 | 2 |  | 2036 | 0 | 0 | 0 | 0 | 0 | 0 |  |  |  | 0 | 0 | 0 | 0 | 0 | 0 | 57.48 | 57.48 | 57.48 | 57.48 | 57.48 | 287.4 | 52 | 52 | 52 | 52 | 52 | 260 | 261 |  | 0
0 | NIASSA | SP | CUAMBA | Cuamba, Cuamba | Freezer | PQS_freezer | Vestfrost | MF 314 |  | Electricity | 2021 | Functional, needs repair | Yes | Yes |  |  | CCE not to replace |  | CCEOP1 | 2023-01-31 | Sousa Ribe | PQS E003/023 | VWPF | 0 | 281 | 0 | 13.752 | 253.8 | 2 |  | 2036 | 0 | 0 | 0 | 0 | 0 | 0 |  |  |  | 0 | 0 | 0 | 0 | 0 | 0 | 13.752 | 13.752 | 13.752 | 13.752 | 13.752 | 68.76 | 253.8 | 253.8 | 253.8 | 253.8 | 253.8 | 1269 | 262 |  | 0
0 | NIASSA | SP | CUAMBA | Cuamba, Cuamba | Refrigerator | PQS_refr | Vestfrost | VLS 054 SDD Greenline |  | Solar | 2021 | Functioning well |  |  |  |  | CCE not to replace |  | CCEOP1 | 2023-01-31 | Sousa Ribe | PQS E003/041 | SDR | 55.5 | 0 | 0 | 57.48 | 52 | 2 |  | 2036 | 0 | 0 | 0 | 0 | 0 | 0 |  |  |  | 0 | 0 | 0 | 0 | 0 | 0 | 57.48 | 57.48 | 57.48 | 57.48 | 57.48 | 287.4 | 52 | 52 | 52 | 52 | 52 | 260 | 263 |  | 0
0 | NIASSA | SP | CUAMBA | Cuamba, Cuamba | Refrigerator | PQS_refr | Vestfrost | VLS 056 RF SDD |  | Solar | 2019 | Functional, needs repair | Yes | Yes |  |  | CCE not to replace |  |  | 2023-01-31 | Sousa Ribe | PQS E003/092 | SDRF | 36 | 34.3 | 0 | 116.04 | 52 | 4 |  | 2034 | 0 | 0 | 0 | 0 | 0 | 0 |  |  |  | 0 | 0 | 0 | 0 | 0 | 0 | 116.04 | 116.04 | 116.04 | 116.04 | 116.04 | 580.2 | 52 | 52 | 52 | 52 | 52 | 260 | 264 |  | 0
0 | NIASSA | SP | CUAMBA | Etatara, Cuamba | Refrigerator | PQS_refr | Vestfrost | VLS 056 RF SDD |  | Solar | 2021 | Functioning well |  |  |  |  | CCE not to replace |  | CCEOP1 | 2023-01-31 | Sousa Ribe | PQS E003/092 | SDRF | 36 | 34.3 | 0 | 116.04 | 52 | 2 |  | 2036 | 0 | 0 | 0 | 0 | 0 | 0 |  |  |  | 0 | 0 | 0 | 0 | 0 | 0 | 116.04 | 116.04 | 116.04 | 116.04 | 116.04 | 580.2 | 52 | 52 | 52 | 52 | 52 | 260 | 265 |  | 0
0 | NIASSA | SP | CUAMBA | Lurio, Cuamba | Refrigerator | PQS_refr | B Medical Systems Sarl (Dometic) | TCW 80 AC |  | Electricity | 2021 | Functioning well |  |  |  |  | CCE not to replace |  | CCEOP1 | 2023-01-31 | Sousa Ribe | PQS E003/101 | ILR | 80.5 | 0 | 0 | 71.808 | 69.6 | 2 |  | 2036 | 0 | 0 | 0 | 0 | 0 | 0 |  |  |  | 0 | 0 | 0 | 0 | 0 | 0 | 71.808 | 71.808 | 71.808 | 71.808 | 71.808 | 359.04 | 69.6 | 69.6 | 69.6 | 69.6 | 69.6 | 348 | 266 |  | 0
0 | NIASSA | SP | CUAMBA | Macaue-2, Cuamba | Refrigerator | PQS_refr | Vestfrost | VLS 056 RF SDD |  | Solar | 2021 | Functioning well |  |  |  |  | CCE not to replace |  | CCEOP1 | 2023-01-31 | Sousa Ribe | PQS E003/092 | SDRF | 36 | 34.3 | 0 | 116.04 | 52 | 2 |  | 2036 | 0 | 0 | 0 | 0 | 0 | 0 |  |  |  | 0 | 0 | 0 | 0 | 0 | 0 | 116.04 | 116.04 | 116.04 | 116.04 | 116.04 | 580.2 | 52 | 52 | 52 | 52 | 52 | 260 | 267 |  | 0
0 | NIASSA | SP | CUAMBA | Malapa, Cuamba | Refrigerator | PQS_refr | Vestfrost | VLS 054 SDD Greenline |  | Solar | 2021 | Functioning well |  |  |  |  | CCE not to replace |  | CCEOP1 | 2023-01-31 | Sousa Ribe | PQS E003/041 | SDR | 55.5 | 0 | 0 | 57.48 | 52 | 2 |  | 2036 | 0 | 0 | 0 | 0 | 0 | 0 |  |  |  | 0 | 0 | 0 | 0 | 0 | 0 | 57.48 | 57.48 | 57.48 | 57.48 | 57.48 | 287.4 | 52 | 52 | 52 | 52 | 52 | 260 | 268 |  | 0
0 | NIASSA | SP | CUAMBA | Maternidade | Refrigerator | PQS_refr | B Medical Systems Sarl (Dometic) | TCW 80 AC |  | Electricity | 2021 | Functioning well |  |  |  |  | CCE not to replace |  | CCEOP1 | 2023-01-31 | Sousa Ribe | PQS E003/101 | ILR | 80.5 | 0 | 0 | 71.808 | 69.6 | 2 |  | 2036 | 0 | 0 | 0 | 0 | 0 | 0 |  |  |  | 0 | 0 | 0 | 0 | 0 | 0 | 71.808 | 71.808 | 71.808 | 71.808 | 71.808 | 359.04 | 69.6 | 69.6 | 69.6 | 69.6 | 69.6 | 348 | 269 |  | 0
0 | NIASSA | SP | CUAMBA | Matias, Cuamba | Refrigerator | PQS_refr | Vestfrost | VLS 026 RF Green Line |  | Solar | 2021 | Functioning well |  |  |  |  | CCE not to replace |  | CCEOP1 | 2023-01-31 | Sousa Ribe | PQS E003/091 | SDRF | 20 | 34.3 | 0 | 109.2 | 52 | 2 |  | 2036 | 0 | 0 | 0 | 0 | 0 | 0 |  |  |  | 0 | 0 | 0 | 0 | 0 | 0 | 109.2 | 109.2 | 109.2 | 109.2 | 109.2 | 546 | 52 | 52 | 52 | 52 | 52 | 260 | 270 |  | 0
0 | NIASSA | SP | CUAMBA | Mepica, Cuamba | Refrigerator | PQS_refr | Vestfrost | VLS 026 RF Green Line |  | Solar | 2021 | Functioning well |  |  |  |  | CCE not to replace |  | CCEOP1 | 2023-01-31 | Sousa Ribe | PQS E003/091 | SDRF | 20 | 34.3 | 0 | 109.2 | 52 | 2 |  | 2036 | 0 | 0 | 0 | 0 | 0 | 0 |  |  |  | 0 | 0 | 0 | 0 | 0 | 0 | 109.2 | 109.2 | 109.2 | 109.2 | 109.2 | 546 | 52 | 52 | 52 | 52 | 52 | 260 | 271 |  | 0
0 | NIASSA | SP | CUAMBA | Meripo, Cuamba | Refrigerator | PQS_refr | Vestfrost | VLS 026 RF Green Line |  | Solar | 2021 | Functioning well |  |  |  |  | CCE not to replace |  | CCEOP1 | 2023-01-31 | Sousa Ribe | PQS E003/091 | SDRF | 20 | 34.3 | 0 | 109.2 | 52 | 2 |  | 2036 | 0 | 0 | 0 | 0 | 0 | 0 |  |  |  | 0 | 0 | 0 | 0 | 0 | 0 | 109.2 | 109.2 | 109.2 | 109.2 | 109.2 | 546 | 52 | 52 | 52 | 52 | 52 | 260 | 272 |  | 0
0 | NIASSA | SP | CUAMBA | Mitucue, Cuamba | Refrigerator | PQS_refr | Vestfrost | VLS 026 RF Green Line |  | Solar | 2021 | Functioning well |  |  |  |  | CCE not to replace |  | CCEOP1 | 2023-01-31 | Sousa Ribe | PQS E003/091 | SDRF | 20 | 34.3 | 0 | 109.2 | 52 | 2 |  | 2036 | 0 | 0 | 0 | 0 | 0 | 0 |  |  |  | 0 | 0 | 0 | 0 | 0 | 0 | 109.2 | 109.2 | 109.2 | 109.2 | 109.2 | 546 | 52 | 52 | 52 | 52 | 52 | 260 | 273 |  | 0
0 | NIASSA | SP | CUAMBA | Muanamunepa, Cuamba | Refrigerator | PQS_refr | B Medical Systems Sarl (Dometic) | TCW 80 AC |  | Electricity | 2021 | Functioning well |  |  |  |  | CCE not to replace |  | CCEOP1 | 2023-01-31 | Sousa Ribe | PQS E003/101 | ILR | 80.5 | 0 | 0 | 71.808 | 69.6 | 2 |  | 2036 | 0 | 0 | 0 | 0 | 0 | 0 |  |  |  | 0 | 0 | 0 | 0 | 0 | 0 | 71.808 | 71.808 | 71.808 | 71.808 | 71.808 | 359.04 | 69.6 | 69.6 | 69.6 | 69.6 | 69.6 | 348 | 274 |  | 0
0 | NIASSA | SP | CUAMBA | Mucuapa, Cuamba | Refrigerator | PQS_refr | B Medical Systems Sarl (Dometic) | TCW 80 AC |  | Electricity | 2021 | Functioning well |  |  |  |  | CCE not to replace |  | CCEOP1 | 2023-01-31 | Sousa Ribe | PQS E003/101 | ILR | 80.5 | 0 | 0 | 71.808 | 69.6 | 2 |  | 2036 | 0 | 0 | 0 | 0 | 0 | 0 |  |  |  | 0 | 0 | 0 | 0 | 0 | 0 | 71.808 | 71.808 | 71.808 | 71.808 | 71.808 | 359.04 | 69.6 | 69.6 | 69.6 | 69.6 | 69.6 | 348 | 275 |  | 0
0 | NIASSA | SP | CUAMBA | Muetetere, Cuamba | Refrigerator | PQS_refr | Vestfrost | VLS 026 RF Green Line |  | Solar | 2021 | Functioning well |  |  |  |  | CCE not to replace |  | CCEOP1 | 2023-01-31 | Sousa Ribe | PQS E003/091 | SDRF | 20 | 34.3 | 0 | 109.2 | 52 | 2 |  | 2036 | 0 | 0 | 0 | 0 | 0 | 0 |  |  |  | 0 | 0 | 0 | 0 | 0 | 0 | 109.2 | 109.2 | 109.2 | 109.2 | 109.2 | 546 | 52 | 52 | 52 | 52 | 52 | 260 | 276 |  | 0
0 | NIASSA | SP | CUAMBA | Mujaua, Cuamba | Refrigerator | PQS_refr | Vestfrost | VLS 056 RF SDD |  | Solar | 2021 | Functioning well |  |  |  |  | CCE not to replace |  | CCEOP1 | 2023-01-31 | Sousa Ribe | PQS E003/092 | SDRF | 36 | 34.3 | 0 | 116.04 | 52 | 2 |  | 2036 | 0 | 0 | 0 | 0 | 0 | 0 |  |  |  | 0 | 0 | 0 | 0 | 0 | 0 | 116.04 | 116.04 | 116.04 | 116.04 | 116.04 | 580.2 | 52 | 52 | 52 | 52 | 52 | 260 | 277 |  | 0
0 | NIASSA | SP | CUAMBA | Namicova, Cuamba | Refrigerator | PQS_refr | Vestfrost | VLS 054 SDD Greenline |  | Solar | 2021 | Functioning well |  |  |  |  | CCE not to replace |  | CCEOP1 | 2023-01-31 | Sousa Ribe | PQS E003/041 | SDR | 55.5 | 0 | 0 | 57.48 | 52 | 2 |  | 2036 | 0 | 0 | 0 | 0 | 0 | 0 |  |  |  | 0 | 0 | 0 | 0 | 0 | 0 | 57.48 | 57.48 | 57.48 | 57.48 | 57.48 | 287.4 | 52 | 52 | 52 | 52 | 52 | 260 | 278 |  | 0
0 | NIASSA | SP | CUAMBA | Namutimbua, Cuamba | Refrigerator | PQS_refr | Vestfrost | VLS 026 RF Green Line |  | Solar | 2021 | Functioning well |  |  |  |  | CCE not to replace |  | CCEOP1 | 2023-01-31 | Sousa Ribe | PQS E003/091 | SDRF | 20 | 34.3 | 0 | 109.2 | 52 | 2 |  | 2036 | 0 | 0 | 0 | 0 | 0 | 0 |  |  |  | 0 | 0 | 0 | 0 | 0 | 0 | 109.2 | 109.2 | 109.2 | 109.2 | 109.2 | 546 | 52 | 52 | 52 | 52 | 52 | 260 | 279 |  | 0
0 | NIASSA | SP | CUAMBA | Napacala, Cuamba | Refrigerator | PQS_refr | Vestfrost | VLS 026 RF Green Line |  | Solar | 2021 | Functioning well |  |  |  |  | CCE not to replace |  | CCEOP1 | 2023-01-31 | Sousa Ribe | PQS E003/091 | SDRF | 20 | 34.3 | 0 | 109.2 | 52 | 2 |  | 2036 | 0 | 0 | 0 | 0 | 0 | 0 |  |  |  | 0 | 0 | 0 | 0 | 0 | 0 | 109.2 | 109.2 | 109.2 | 109.2 | 109.2 | 546 | 52 | 52 | 52 | 52 | 52 | 260 | 280 |  | 0
0 | NIASSA | SP | CUAMBA | Tetereane, Cuamba | Refrigerator | PQS_refr | Vestfrost | VLS 026 RF Green Line |  | Solar | 2021 | Functioning well |  |  |  |  | CCE not to replace |  | CCEOP1 | 2023-01-31 | Sousa Ribe | PQS E003/091 | SDRF | 20 | 34.3 | 0 | 109.2 | 52 | 2 |  | 2036 | 0 | 0 | 0 | 0 | 0 | 0 |  |  |  | 0 | 0 | 0 | 0 | 0 | 0 | 109.2 | 109.2 | 109.2 | 109.2 | 109.2 | 546 | 52 | 52 | 52 | 52 | 52 | 260 | 281 |  | 0
0 | NIASSA | SP | CUAMBA | Tetereane, Cuamba | Refrigerator | PQS_refr | B Medical Systems Sarl (Dometic) | TCW 80 AC |  | Electricity | 2021 | Functioning well |  |  |  |  | CCE not to replace |  | CCEOP1 | 2023-01-31 | Sousa Ribe | PQS E003/101 | ILR | 80.5 | 0 | 0 | 71.808 | 69.6 | 2 |  | 2036 | 0 | 0 | 0 | 0 | 0 | 0 |  |  |  | 0 | 0 | 0 | 0 | 0 | 0 | 71.808 | 71.808 | 71.808 | 71.808 | 71.808 | 359.04 | 69.6 | 69.6 | 69.6 | 69.6 | 69.6 | 348 | 282 |  | 0
0 | NIASSA | SP | CUAMBA | Tetereane, Cuamba | Refrigerator | PQS_refr | Vestfrost | VLS 054 SDD Greenline |  | Solar | 2021 | Functioning well |  |  |  |  | CCE not to replace |  | CCEOP1 | 2023-01-31 | Sousa Ribe | PQS E003/041 | SDR | 55.5 | 0 | 0 | 57.48 | 52 | 2 |  | 2036 | 0 | 0 | 0 | 0 | 0 | 0 |  |  |  | 0 | 0 | 0 | 0 | 0 | 0 | 57.48 | 57.48 | 57.48 | 57.48 | 57.48 | 287.4 | 52 | 52 | 52 | 52 | 52 | 260 | 283 |  | 0
0 | NIASSA | SP | CUAMBA | Titimane, Cuamba | Refrigerator | PQS_refr | Vestfrost | VLS 026 RF Green Line |  | Solar | 2021 | Functioning well |  |  |  |  | CCE not to replace |  | CCEOP1 | 2023-01-31 | Sousa Ribe | PQS E003/091 | SDRF | 20 | 34.3 | 0 | 109.2 | 52 | 2 |  | 2036 | 0 | 0 | 0 | 0 | 0 | 0 |  |  |  | 0 | 0 | 0 | 0 | 0 | 0 | 109.2 | 109.2 | 109.2 | 109.2 | 109.2 | 546 | 52 | 52 | 52 | 52 | 52 | 260 | 284 |  | 0
0 | NIASSA | SP | CUAMBA | Titimane, Cuamba | Refrigerator | PQS_refr | B Medical Systems Sarl (Dometic) | TCW 80 AC |  | Electricity | 2021 | Functioning well |  |  |  |  | CCE not to replace |  | CCEOP1 | 2023-01-31 | Sousa Ribe | PQS E003/101 | ILR | 80.5 | 0 | 0 | 71.808 | 69.6 | 2 |  | 2036 | 0 | 0 | 0 | 0 | 0 | 0 |  |  |  | 0 | 0 | 0 | 0 | 0 | 0 | 71.808 | 71.808 | 71.808 | 71.808 | 71.808 | 359.04 | 69.6 | 69.6 | 69.6 | 69.6 | 69.6 | 348 | 285 |  | 0
0 | NIASSA | LD | MAJUNE | Depósito D. MAJUNE | Refrigerator | PQS_refr | Vestfrost | VLS 054 SDD Greenline |  | Solar | 2021 | Functioning well |  |  |  |  | CCE not to replace |  | CCEOP1 | 2023-01-31 | Sousa Ribe | PQS E003/041 | SDR | 55.5 | 0 | 0 | 57.48 | 52 | 2 |  | 2036 | 0 | 0 | 0 | 0 | 0 | 0 |  |  |  | 0 | 0 | 0 | 0 | 0 | 0 | 57.48 | 57.48 | 57.48 | 57.48 | 57.48 | 287.4 | 52 | 52 | 52 | 52 | 52 | 260 | 286 |  | 0
0 | NIASSA | LD | MAJUNE | Depósito D. MAJUNE | Refrigerator | PQS_refr | Vestfrost | VLS 056 RF SDD |  | Solar | 2021 | Functioning well |  |  |  |  | CCE not to replace |  | CCEOP1 | 2023-01-31 | Sousa Ribe | PQS E003/092 | SDRF | 36 | 34.3 | 0 | 116.04 | 52 | 2 |  | 2036 | 0 | 0 | 0 | 0 | 0 | 0 |  |  |  | 0 | 0 | 0 | 0 | 0 | 0 | 116.04 | 116.04 | 116.04 | 116.04 | 116.04 | 580.2 | 52 | 52 | 52 | 52 | 52 | 260 | 287 |  | 0
0 | NIASSA | LD | MAJUNE | Depósito D. MAJUNE | Refrigerator | PQS_refr | Vestfrost | VLS 054 SDD Greenline |  | Solar | 2021 | Functioning well |  |  |  |  | CCE not to replace |  | CCEOP1 | 2023-01-31 | Sousa Ribe | PQS E003/041 | SDR | 55.5 | 0 | 0 | 57.48 | 52 | 2 |  | 2036 | 0 | 0 | 0 | 0 | 0 | 0 |  |  |  | 0 | 0 | 0 | 0 | 0 | 0 | 57.48 | 57.48 | 57.48 | 57.48 | 57.48 | 287.4 | 52 | 52 | 52 | 52 | 52 | 260 | 288 |  | 0
0 | NIASSA | SP | MAJUNE | C. S Muaquia | Refrigerator | PQS_refr | Vestfrost | VLS 054 SDD Greenline |  | Solar | 2021 | Functioning well |  |  |  |  | CCE not to replace |  | CCEOP1 | 2023-01-31 | Sousa Ribe | PQS E003/041 | SDR | 55.5 | 0 | 0 | 57.48 | 52 | 2 |  | 2036 | 0 | 0 | 0 | 0 | 0 | 0 |  |  |  | 0 | 0 | 0 | 0 | 0 | 0 | 57.48 | 57.48 | 57.48 | 57.48 | 57.48 | 287.4 | 52 | 52 | 52 | 52 | 52 | 260 | 289 |  | 0
0 | NIASSA | SP | MAJUNE | C.S Lizombe | Refrigerator | PQS_refr | Vestfrost | VLS 054 SDD Greenline |  | Solar | 2021 | Functioning well |  |  |  |  | CCE not to replace |  | CCEOP1 | 2023-01-31 | Sousa Ribe | PQS E003/041 | SDR | 55.5 | 0 | 0 | 57.48 | 52 | 2 |  | 2036 | 0 | 0 | 0 | 0 | 0 | 0 |  |  |  | 0 | 0 | 0 | 0 | 0 | 0 | 57.48 | 57.48 | 57.48 | 57.48 | 57.48 | 287.4 | 52 | 52 | 52 | 52 | 52 | 260 | 290 |  | 0
0 | NIASSA | SP | MAJUNE | C.S Lugenda | Refrigerator | PQS_refr | Vestfrost | VLS 054 SDD Greenline |  | Solar | 2021 | Functioning well |  |  |  |  | CCE not to replace |  | CCEOP1 | 2023-01-31 | Sousa Ribe | PQS E003/041 | SDR | 55.5 | 0 | 0 | 57.48 | 52 | 2 |  | 2036 | 0 | 0 | 0 | 0 | 0 | 0 |  |  |  | 0 | 0 | 0 | 0 | 0 | 0 | 57.48 | 57.48 | 57.48 | 57.48 | 57.48 | 287.4 | 52 | 52 | 52 | 52 | 52 | 260 | 291 |  | 0
0 | NIASSA | SP | MAJUNE | Luambala, Majune | Refrigerator | PQS_refr | Vestfrost | VLS 404A AC |  | Electricity | 2021 | Functioning well |  |  |  |  | CCE not to replace |  | CCEOP1 | 2023-01-31 | Sousa Ribe | PQS E003/112 | ILR | 145 | 0 | 0 | 25.08 | 41.4 | 2 |  | 2036 | 0 | 0 | 0 | 0 | 0 | 0 |  |  |  | 0 | 0 | 0 | 0 | 0 | 0 | 25.08 | 25.08 | 25.08 | 25.08 | 25.08 | 125.4 | 41.4 | 41.4 | 41.4 | 41.4 | 41.4 | 207 | 292 |  | 0
0 | NIASSA | SP | MAJUNE | Malanga, Majune | Refrigerator | PQS_refr | Vestfrost | VLS 404A AC |  | Electricity | 2021 | Functioning well |  |  |  |  | CCE not to replace |  | CCEOP1 | 2023-01-31 | Sousa Ribe | PQS E003/112 | ILR | 145 | 0 | 0 | 25.08 | 41.4 | 2 |  | 2036 | 0 | 0 | 0 | 0 | 0 | 0 |  |  |  | 0 | 0 | 0 | 0 | 0 | 0 | 25.08 | 25.08 | 25.08 | 25.08 | 25.08 | 125.4 | 41.4 | 41.4 | 41.4 | 41.4 | 41.4 | 207 | 293 |  | 0
0 | NIASSA | SP | MAJUNE | Matukuta | Refrigerator | PQS_refr | Vestfrost | VLS 054 SDD Greenline |  | Solar | 2021 | Functioning well |  |  |  |  | CCE not to replace |  | CCEOP1 | 2023-01-31 | Sousa Ribe | PQS E003/041 | SDR | 55.5 | 0 | 0 | 57.48 | 52 | 2 |  | 2036 | 0 | 0 | 0 | 0 | 0 | 0 |  |  |  | 0 | 0 | 0 | 0 | 0 | 0 | 57.48 | 57.48 | 57.48 | 57.48 | 57.48 | 287.4 | 52 | 52 | 52 | 52 | 52 | 260 | 294 |  | 0
0 | NIASSA | SP | MAJUNE | Mecualo, Majune | Refrigerator | PQS_refr | B Medical Systems Sarl (Dometic) | TCW 80 AC |  | Electricity | 2021 | Functioning well |  |  |  |  | CCE not to replace |  | CCEOP1 | 2023-01-31 | Sousa Ribe | PQS E003/101 | ILR | 80.5 | 0 | 0 | 71.808 | 69.6 | 2 |  | 2036 | 0 | 0 | 0 | 0 | 0 | 0 |  |  |  | 0 | 0 | 0 | 0 | 0 | 0 | 71.808 | 71.808 | 71.808 | 71.808 | 71.808 | 359.04 | 69.6 | 69.6 | 69.6 | 69.6 | 69.6 | 348 | 295 |  | 0
0 | NIASSA | SP | MAJUNE | Metomone | Refrigerator | PQS_refr | Vestfrost | VLS 056 RF SDD |  | Solar | 2021 | Functioning well |  |  |  |  | CCE not to replace |  | CCEOP1 | 2023-01-31 | Sousa Ribe | PQS E003/092 | SDRF | 36 | 34.3 | 0 | 116.04 | 52 | 2 |  | 2036 | 0 | 0 | 0 | 0 | 0 | 0 |  |  |  | 0 | 0 | 0 | 0 | 0 | 0 | 116.04 | 116.04 | 116.04 | 116.04 | 116.04 | 580.2 | 52 | 52 | 52 | 52 | 52 | 260 | 296 |  | 0
0 | NIASSA | SP | MAJUNE | Nairub, Majune | Refrigerator | PQS_refr | Vestfrost | VLS 054 SDD Greenline |  | Solar | 2021 | Functioning well |  |  |  |  | CCE not to replace |  | CCEOP1 | 2023-01-31 | Sousa Ribe | PQS E003/041 | SDR | 55.5 | 0 | 0 | 57.48 | 52 | 2 |  | 2036 | 0 | 0 | 0 | 0 | 0 | 0 |  |  |  | 0 | 0 | 0 | 0 | 0 | 0 | 57.48 | 57.48 | 57.48 | 57.48 | 57.48 | 287.4 | 52 | 52 | 52 | 52 | 52 | 260 | 297 |  | 0
0 | NIASSA | SP | MAJUNE | Riate | Refrigerator | PQS_refr | Vestfrost | VLS 026 RF Green Line |  | Solar | 2021 | Functioning well |  |  |  |  | CCE not to replace |  | CCEOP1 | 2023-01-31 | Sousa Ribe | PQS E003/091 | SDRF | 20 | 34.3 | 0 | 109.2 | 52 | 2 |  | 2036 | 0 | 0 | 0 | 0 | 0 | 0 |  |  |  | 0 | 0 | 0 | 0 | 0 | 0 | 109.2 | 109.2 | 109.2 | 109.2 | 109.2 | 546 | 52 | 52 | 52 | 52 | 52 | 260 | 298 |  | 0
0 | NIASSA | LD | LAGO | Depósito D. LAGO | Freezer | PQS_freezer | Vestfrost | MF 314 |  | Electricity | 2020 | Functioning well |  |  |  |  | CCE not to replace |  | CCEOP1 | 2023-01-31 | Sousa Ribe | PQS E003/023 | VWPF | 0 | 281 | 0 | 13.752 | 253.8 | 3 |  | 2035 | 0 | 0 | 0 | 0 | 0 | 0 |  |  |  | 0 | 0 | 0 | 0 | 0 | 0 | 13.752 | 13.752 | 13.752 | 13.752 | 13.752 | 68.76 | 253.8 | 253.8 | 253.8 | 253.8 | 253.8 | 1269 | 299 |  | 0
0 | NIASSA | LD | LAGO | Depósito D. LAGO | Refrigerator | PQS_refr | B Medical Systems Sarl (Dometic) | TCW 80 AC |  | Electricity | 2021 | Functioning well |  |  |  |  | CCE not to replace |  | CCEOP1 | 2023-01-31 | Sousa Ribe | PQS E003/101 | ILR | 80.5 | 0 | 0 | 71.808 | 69.6 | 2 |  | 2036 | 0 | 0 | 0 | 0 | 0 | 0 |  |  |  | 0 | 0 | 0 | 0 | 0 | 0 | 71.808 | 71.808 | 71.808 | 71.808 | 71.808 | 359.04 | 69.6 | 69.6 | 69.6 | 69.6 | 69.6 | 348 | 300 |  | 0
0 | NIASSA | SP | LAGO | Bandeze, Lago | Refrigerator | PQS_refr | B Medical Systems Sarl (Dometic) | TCW 80 AC |  | Electricity | 2021 | Functioning well |  |  |  |  | CCE not to replace |  | CCEOP1 | 2023-01-31 | Sousa Ribe | PQS E003/101 | ILR | 80.5 | 0 | 0 | 71.808 | 69.6 | 2 |  | 2036 | 0 | 0 | 0 | 0 | 0 | 0 |  |  |  | 0 | 0 | 0 | 0 | 0 | 0 | 71.808 | 71.808 | 71.808 | 71.808 | 71.808 | 359.04 | 69.6 | 69.6 | 69.6 | 69.6 | 69.6 | 348 | 301 |  | 0
0 | NIASSA | SP | LAGO | Centro de Saúde de Chia | Refrigerator | PQS_refr | Vestfrost | VLS 026 RF Green Line |  | Solar | 2021 | Functioning well |  |  |  |  | CCE not to replace |  | CCEOP1 | 2023-01-31 | Sousa Ribe | PQS E003/091 | SDRF | 20 | 34.3 | 0 | 109.2 | 52 | 2 |  | 2036 | 0 | 0 | 0 | 0 | 0 | 0 |  |  |  | 0 | 0 | 0 | 0 | 0 | 0 | 109.2 | 109.2 | 109.2 | 109.2 | 109.2 | 546 | 52 | 52 | 52 | 52 | 52 | 260 | 302 |  | 0
0 | NIASSA | SP | LAGO | Chiuanga, Lago | Refrigerator | PQS_refr | Vestfrost | VLS 026 RF Green Line |  | Solar | 2021 | Functioning well |  |  |  |  | CCE not to replace |  | CCEOP1 | 2023-01-31 | Sousa Ribe | PQS E003/091 | SDRF | 20 | 34.3 | 0 | 109.2 | 52 | 2 |  | 2036 | 0 | 0 | 0 | 0 | 0 | 0 |  |  |  | 0 | 0 | 0 | 0 | 0 | 0 | 109.2 | 109.2 | 109.2 | 109.2 | 109.2 | 546 | 52 | 52 | 52 | 52 | 52 | 260 | 303 |  | 0
0 | NIASSA | SP | LAGO | Cobué, Lago | Refrigerator | PQS_refr | Vestfrost | VLS 026 RF Green Line |  | Solar | 2021 | Functioning well |  |  |  |  | CCE not to replace |  | CCEOP1 | 2023-01-31 | Sousa Ribe | PQS E003/091 | SDRF | 20 | 34.3 | 0 | 109.2 | 52 | 2 |  | 2036 | 0 | 0 | 0 | 0 | 0 | 0 |  |  |  | 0 | 0 | 0 | 0 | 0 | 0 | 109.2 | 109.2 | 109.2 | 109.2 | 109.2 | 546 | 52 | 52 | 52 | 52 | 52 | 260 | 304 |  | 0
0 | NIASSA | SP | LAGO | Liziunga, Lago | Refrigerator | PQS_refr | Vestfrost | VLS 026 RF Green Line |  | Solar | 2021 | Functioning well |  |  |  |  | CCE not to replace |  | CCEOP1 | 2023-01-31 | Sousa Ribe | PQS E003/091 | SDRF | 20 | 34.3 | 0 | 109.2 | 52 | 2 |  | 2036 | 0 | 0 | 0 | 0 | 0 | 0 |  |  |  | 0 | 0 | 0 | 0 | 0 | 0 | 109.2 | 109.2 | 109.2 | 109.2 | 109.2 | 546 | 52 | 52 | 52 | 52 | 52 | 260 | 305 |  | 0
0 | NIASSA | SP | LAGO | Lupiliche | Refrigerator | PQS_refr | Vestfrost | VLS 026 RF Green Line |  | Solar | 2021 | Functioning well |  |  |  |  | CCE not to replace |  | CCEOP1 | 2023-01-31 | Sousa Ribe | PQS E003/091 | SDRF | 20 | 34.3 | 0 | 109.2 | 52 | 2 |  | 2036 | 0 | 0 | 0 | 0 | 0 | 0 |  |  |  | 0 | 0 | 0 | 0 | 0 | 0 | 109.2 | 109.2 | 109.2 | 109.2 | 109.2 | 546 | 52 | 52 | 52 | 52 | 52 | 260 | 306 |  | 0
0 | NIASSA | SP | LAGO | Mandambuzi | Refrigerator | PQS_refr | Vestfrost | VLS 404A AC |  | Electricity | 2019 | Functioning well |  |  |  |  | CCE not to replace |  |  | 2023-01-31 | Sousa Ribe | PQS E003/112 | ILR | 145 | 0 | 0 | 25.08 | 41.4 | 4 |  | 2034 | 0 | 0 | 0 | 0 | 0 | 0 |  |  |  | 0 | 0 | 0 | 0 | 0 | 0 | 25.08 | 25.08 | 25.08 | 25.08 | 25.08 | 125.4 | 41.4 | 41.4 | 41.4 | 41.4 | 41.4 | 207 | 307 |  | 0
0 | NIASSA | SP | LAGO | Maniamba, Lago | Refrigerator | PQS_refr | Vestfrost | VLS 404A AC |  | Electricity | 2021 | Functioning well |  |  |  |  | CCE not to replace |  | CCEOP1 | 2023-01-31 | Sousa Ribe | PQS E003/112 | ILR | 145 | 0 | 0 | 25.08 | 41.4 | 2 |  | 2036 | 0 | 0 | 0 | 0 | 0 | 0 |  |  |  | 0 | 0 | 0 | 0 | 0 | 0 | 25.08 | 25.08 | 25.08 | 25.08 | 25.08 | 125.4 | 41.4 | 41.4 | 41.4 | 41.4 | 41.4 | 207 | 308 |  | 0
0 | NIASSA | SP | LAGO | Mechumua, Lago | Refrigerator | PQS_refr | Vestfrost | MK 144 |  | Electricity | 2021 | Functioning well |  |  |  |  | CCE not to replace |  |  | 2023-01-31 | Sousa Ribe | PQS E003/022 | ILR | 48 | 0 | 0 | 14.736 | 138 | 2 |  | 2036 | 0 | 0 | 0 | 0 | 0 | 0 |  |  |  | 0 | 0 | 0 | 0 | 0 | 0 | 14.736 | 14.736 | 14.736 | 14.736 | 14.736 | 73.68 | 138 | 138 | 138 | 138 | 138 | 690 | 309 |  | 0
0 | NIASSA | SP | LAGO | Meluluca, Lago | Refrigerator | PQS_refr | B Medical Systems Sarl (Dometic) | TCW 80 AC |  | Electricity | 2021 | Functioning well |  |  |  |  | CCE not to replace |  | CCEOP1 | 2023-01-31 | Sousa Ribe | PQS E003/101 | ILR | 80.5 | 0 | 0 | 71.808 | 69.6 | 2 |  | 2036 | 0 | 0 | 0 | 0 | 0 | 0 |  |  |  | 0 | 0 | 0 | 0 | 0 | 0 | 71.808 | 71.808 | 71.808 | 71.808 | 71.808 | 359.04 | 69.6 | 69.6 | 69.6 | 69.6 | 69.6 | 348 | 310 |  | 0
0 | NIASSA | SP | LAGO | Messumba, Lago | Refrigerator | PQS_refr | Vestfrost | VLS 056 RF SDD |  | Solar | 2021 | Functioning well |  |  |  |  | CCE not to replace |  | CCEOP1 | 2023-01-31 | Sousa Ribe | PQS E003/092 | SDRF | 36 | 34.3 | 0 | 116.04 | 52 | 2 |  | 2036 | 0 | 0 | 0 | 0 | 0 | 0 |  |  |  | 0 | 0 | 0 | 0 | 0 | 0 | 116.04 | 116.04 | 116.04 | 116.04 | 116.04 | 580.2 | 52 | 52 | 52 | 52 | 52 | 260 | 311 |  | 0
0 | NIASSA | SP | LAGO | Metangula, Lago | Refrigerator | PQS_refr | Vestfrost | VLS 056 RF SDD |  | Solar | 2021 | Functioning well |  |  |  |  | CCE not to replace |  | CCEOP1 | 2023-01-31 | Sousa Ribe | PQS E003/092 | SDRF | 36 | 34.3 | 0 | 116.04 | 52 | 2 |  | 2036 | 0 | 0 | 0 | 0 | 0 | 0 |  |  |  | 0 | 0 | 0 | 0 | 0 | 0 | 116.04 | 116.04 | 116.04 | 116.04 | 116.04 | 580.2 | 52 | 52 | 52 | 52 | 52 | 260 | 312 |  | 0
0 | NIASSA | SP | LAGO | Ngofi, Lago | Refrigerator | PQS_refr | Vestfrost | VLS 054 SDD Greenline |  | Solar | 2020 | Functioning well |  |  |  |  | CCE not to replace |  | CCEOP1 | 2023-01-31 | Sousa Ribe | PQS E003/041 | SDR | 55.5 | 0 | 0 | 57.48 | 52 | 3 |  | 2035 | 0 | 0 | 0 | 0 | 0 | 0 |  |  |  | 0 | 0 | 0 | 0 | 0 | 0 | 57.48 | 57.48 | 57.48 | 57.48 | 57.48 | 287.4 | 52 | 52 | 52 | 52 | 52 | 260 | 313 |  | 0
0 | NIASSA | SP | LAGO | Ngoo, Lago | Refrigerator | PQS_refr | Vestfrost | VLS 054 SDD Greenline |  | Solar | 2020 | Functioning well |  |  |  |  | CCE not to replace |  | CCEOP1 | 2023-01-31 | Sousa Ribe | PQS E003/041 | SDR | 55.5 | 0 | 0 | 57.48 | 52 | 3 |  | 2035 | 0 | 0 | 0 | 0 | 0 | 0 |  |  |  | 0 | 0 | 0 | 0 | 0 | 0 | 57.48 | 57.48 | 57.48 | 57.48 | 57.48 | 287.4 | 52 | 52 | 52 | 52 | 52 | 260 | 314 |  | 0
0 | NIASSA | SP | LAGO | Nkholongue | Refrigerator | PQS_refr | Vestfrost | VLS 054 SDD Greenline |  | Solar | 2020 | Functioning well |  |  |  |  | CCE not to replace |  | CCEOP1 | 2023-01-31 | Sousa Ribe | PQS E003/041 | SDR | 55.5 | 0 | 0 | 57.48 | 52 | 3 |  | 2035 | 0 | 0 | 0 | 0 | 0 | 0 |  |  |  | 0 | 0 | 0 | 0 | 0 | 0 | 57.48 | 57.48 | 57.48 | 57.48 | 57.48 | 287.4 | 52 | 52 | 52 | 52 | 52 | 260 | 315 |  | 0
0 | NIASSA | SP | LAGO | Ntumba | Refrigerator | PQS_refr | Vestfrost | VLS 054 SDD Greenline |  | Solar | 2020 | Functioning well |  |  |  |  | CCE not to replace |  | CCEOP1 | 2023-01-31 | Sousa Ribe | PQS E003/041 | SDR | 55.5 | 0 | 0 | 57.48 | 52 | 3 |  | 2035 | 0 | 0 | 0 | 0 | 0 | 0 |  |  |  | 0 | 0 | 0 | 0 | 0 | 0 | 57.48 | 57.48 | 57.48 | 57.48 | 57.48 | 287.4 | 52 | 52 | 52 | 52 | 52 | 260 | 316 |  | 0
0 | NIASSA | SP | LAGO | Tulo, Lago | Refrigerator | PQS_refr | Vestfrost | VLS 054A SDD Greenline |  | Solar | 2019 | Functioning well |  |  |  |  | CCE not to replace |  |  | 2023-01-31 | Sousa Ribe | PQS E003/106 | SDR | 55.5 | 0 | 0 | 70.176 | 52 | 4 |  | 2034 | 0 | 0 | 0 | 0 | 0 | 0 |  |  |  | 0 | 0 | 0 | 0 | 0 | 0 | 70.176 | 70.176 | 70.176 | 70.176 | 70.176 | 350.88 | 52 | 52 | 52 | 52 | 52 | 260 | 317 |  | 0
0 | NIASSA | SP | LAGO | Wikihi, Lago | Refrigerator | PQS_refr | B Medical Systems Sarl (Dometic) | TCW 80 AC |  | Electricity | 2021 | Functioning well |  |  |  |  | CCE not to replace |  | CCEOP1 | 2023-01-31 | Sousa Ribe | PQS E003/101 | ILR | 80.5 | 0 | 0 | 71.808 | 69.6 | 2 |  | 2036 | 0 | 0 | 0 | 0 | 0 | 0 |  |  |  | 0 | 0 | 0 | 0 | 0 | 0 | 71.808 | 71.808 | 71.808 | 71.808 | 71.808 | 359.04 | 69.6 | 69.6 | 69.6 | 69.6 | 69.6 | 348 | 318 |  | 0
0 | NIASSA | SP | LAGO | Wikihi, Lago | Refrigerator | PQS_refr | B Medical Systems Sarl (Dometic) | TCW 80 AC |  | Electricity | 2020 | Functioning well |  |  |  |  | CCE not to replace |  | CCEOP1 | 2023-01-31 | Sousa Ribe | PQS E003/101 | ILR | 80.5 | 0 | 0 | 71.808 | 69.6 | 3 |  | 2035 | 0 | 0 | 0 | 0 | 0 | 0 |  |  |  | 0 | 0 | 0 | 0 | 0 | 0 | 71.808 | 71.808 | 71.808 | 71.808 | 71.808 | 359.04 | 69.6 | 69.6 | 69.6 | 69.6 | 69.6 | 348 | 319 |  | 0
0 | NIASSA | LD | MANDIMBA | Depósito D. MANDIMBA | Refrigerator | PQS_refr | B Medical Systems Sarl (Dometic) | TCW 80 AC |  | Electricity | 2021 | Functioning well |  |  |  |  | CCE not to replace |  | CCEOP1 | 2023-01-31 | Sousa Ribe | PQS E003/101 | ILR | 80.5 | 0 | 0 | 71.808 | 69.6 | 2 |  | 2036 | 0 | 0 | 0 | 0 | 0 | 0 |  |  |  | 0 | 0 | 0 | 0 | 0 | 0 | 71.808 | 71.808 | 71.808 | 71.808 | 71.808 | 359.04 | 69.6 | 69.6 | 69.6 | 69.6 | 69.6 | 348 | 320 |  | 0
0 | NIASSA | LD | MANDIMBA | Depósito D. MANDIMBA | Refrigerator | PQS_refr | Vestfrost | VLS 054A SDD Greenline |  | Solar | 2020 | Functioning well |  |  |  |  | CCE not to replace |  | CCEOP1 | 2023-01-31 | Sousa Ribe | PQS E003/106 | SDR | 55.5 | 0 | 0 | 70.176 | 52 | 3 |  | 2035 | 0 | 0 | 0 | 0 | 0 | 0 |  |  |  | 0 | 0 | 0 | 0 | 0 | 0 | 70.176 | 70.176 | 70.176 | 70.176 | 70.176 | 350.88 | 52 | 52 | 52 | 52 | 52 | 260 | 321 |  | 0
0 | NIASSA | SP | MANDIMBA | C.S. de Lipúsia, Mandimba | Refrigerator | PQS_refr | Vestfrost | VLS 056 RF SDD |  | Solar | 2017 | Functional, needs repair | Yes | Yes |  |  | CCE not to replace |  |  | 2023-01-31 | Sousa Ribe | PQS E003/092 | SDRF | 36 | 34.3 | 0 | 116.04 | 52 | 6 |  | 2032 | 0 | 0 | 0 | 0 | 0 | 0 |  |  |  | 0 | 0 | 0 | 0 | 0 | 0 | 116.04 | 116.04 | 116.04 | 116.04 | 116.04 | 580.2 | 52 | 52 | 52 | 52 | 52 | 260 | 322 |  | 0
0 | NIASSA | SP | MANDIMBA | Chanica | Refrigerator | PQS_refr | Vestfrost | VLS 056 RF SDD |  | Solar | 2021 | Functioning well |  |  |  |  | CCE not to replace |  | CCEOP1 | 2023-01-31 | Sousa Ribe | PQS E003/092 | SDRF | 36 | 34.3 | 0 | 116.04 | 52 | 2 |  | 2036 | 0 | 0 | 0 | 0 | 0 | 0 |  |  |  | 0 | 0 | 0 | 0 | 0 | 0 | 116.04 | 116.04 | 116.04 | 116.04 | 116.04 | 580.2 | 52 | 52 | 52 | 52 | 52 | 260 | 323 |  | 0
0 | NIASSA | SP | MANDIMBA | Lissiete, Mandimba | Refrigerator | PQS_refr | Vestfrost | VLS 056 RF SDD |  | Solar | 2017 | Functional, needs repair | Yes | Yes |  |  | CCE not to replace |  |  | 2023-01-31 | Sousa Ribe | PQS E003/092 | SDRF | 36 | 34.3 | 0 | 116.04 | 52 | 6 |  | 2032 | 0 | 0 | 0 | 0 | 0 | 0 |  |  |  | 0 | 0 | 0 | 0 | 0 | 0 | 116.04 | 116.04 | 116.04 | 116.04 | 116.04 | 580.2 | 52 | 52 | 52 | 52 | 52 | 260 | 324 |  | 0
0 | NIASSA | SP | MANDIMBA | Lussangasse | Refrigerator | PQS_refr | B Medical Systems Sarl (Dometic) | TCW 80 AC |  | Electricity | 2017 | Functioning well |  |  |  |  | CCE not to replace |  |  | 2023-01-31 | Sousa Ribe | PQS E003/101 | ILR | 80.5 | 0 | 0 | 71.808 | 69.6 | 6 |  | 2032 | 0 | 0 | 0 | 0 | 0 | 0 |  |  |  | 0 | 0 | 0 | 0 | 0 | 0 | 71.808 | 71.808 | 71.808 | 71.808 | 71.808 | 359.04 | 69.6 | 69.6 | 69.6 | 69.6 | 69.6 | 348 | 325 |  | 0
0 | NIASSA | SP | MANDIMBA | Mandimba, Mandimba | Refrigerator | PQS_refr | B Medical Systems Sarl (Dometic) | TCW 80 AC |  | Electricity | 2021 | Functioning well |  |  |  |  | CCE not to replace |  | CCEOP1 | 2023-01-31 | Sousa Ribe | PQS E003/101 | ILR | 80.5 | 0 | 0 | 71.808 | 69.6 | 2 |  | 2036 | 0 | 0 | 0 | 0 | 0 | 0 |  |  |  | 0 | 0 | 0 | 0 | 0 | 0 | 71.808 | 71.808 | 71.808 | 71.808 | 71.808 | 359.04 | 69.6 | 69.6 | 69.6 | 69.6 | 69.6 | 348 | 326 |  | 0
0 | NIASSA | SP | MANDIMBA | Meluluca, Mandimba | Refrigerator | PQS_refr | Vestfrost | VLS 404A AC |  | Electricity | 2019 | Functioning well |  |  |  |  | CCE not to replace |  |  | 2023-01-31 | Sousa Ribe | PQS E003/112 | ILR | 145 | 0 | 0 | 25.08 | 41.4 | 4 |  | 2034 | 0 | 0 | 0 | 0 | 0 | 0 |  |  |  | 0 | 0 | 0 | 0 | 0 | 0 | 25.08 | 25.08 | 25.08 | 25.08 | 25.08 | 125.4 | 41.4 | 41.4 | 41.4 | 41.4 | 41.4 | 207 | 327 |  | 0
0 | NIASSA | SP | MANDIMBA | Mepapa, Mandimba | Refrigerator | PQS_refr | Vestfrost | VLS 054A SDD Greenline |  | Solar | 2019 | Functioning well |  |  |  |  | CCE not to replace |  |  | 2023-01-31 | Sousa Ribe | PQS E003/106 | SDR | 55.5 | 0 | 0 | 70.176 | 52 | 4 |  | 2034 | 0 | 0 | 0 | 0 | 0 | 0 |  |  |  | 0 | 0 | 0 | 0 | 0 | 0 | 70.176 | 70.176 | 70.176 | 70.176 | 70.176 | 350.88 | 52 | 52 | 52 | 52 | 52 | 260 | 328 |  | 0
0 | NIASSA | SP | MANDIMBA | Mississi, Mandimba | Refrigerator | PQS_refr | Vestfrost | VLS 054A SDD Greenline |  | Solar | 2019 | Functioning well |  |  |  |  | CCE not to replace |  |  | 2023-01-31 | Sousa Ribe | PQS E003/106 | SDR | 55.5 | 0 | 0 | 70.176 | 52 | 4 |  | 2034 | 0 | 0 | 0 | 0 | 0 | 0 |  |  |  | 0 | 0 | 0 | 0 | 0 | 0 | 70.176 | 70.176 | 70.176 | 70.176 | 70.176 | 350.88 | 52 | 52 | 52 | 52 | 52 | 260 | 329 |  | 0
0 | NIASSA | SP | MANDIMBA | Mitande, Mandimba | Refrigerator | PQS_refr | Vestfrost | VLS 054A SDD Greenline |  | Solar | 2019 | Functioning well |  |  |  |  | CCE not to replace |  |  | 2023-01-31 | Sousa Ribe | PQS E003/106 | SDR | 55.5 | 0 | 0 | 70.176 | 52 | 4 |  | 2034 | 0 | 0 | 0 | 0 | 0 | 0 |  |  |  | 0 | 0 | 0 | 0 | 0 | 0 | 70.176 | 70.176 | 70.176 | 70.176 | 70.176 | 350.88 | 52 | 52 | 52 | 52 | 52 | 260 | 330 |  | 0
0 | NIASSA | SP | MANDIMBA | Mitande, Mandimba | Refrigerator | PQS_refr | Vestfrost | VLS 054A SDD Greenline |  | Solar | 2019 | Functioning well |  |  |  |  | CCE not to replace |  |  | 2023-01-31 | Sousa Ribe | PQS E003/106 | SDR | 55.5 | 0 | 0 | 70.176 | 52 | 4 |  | 2034 | 0 | 0 | 0 | 0 | 0 | 0 |  |  |  | 0 | 0 | 0 | 0 | 0 | 0 | 70.176 | 70.176 | 70.176 | 70.176 | 70.176 | 350.88 | 52 | 52 | 52 | 52 | 52 | 260 | 331 |  | 0
0 | NIASSA | SP | MANDIMBA | Mitande, Mandimba | Refrigerator | PQS_refr | Vestfrost | VLS 054A SDD Greenline |  | Solar | 2019 | Functioning well |  |  |  |  | CCE not to replace |  |  | 2023-01-31 | Sousa Ribe | PQS E003/106 | SDR | 55.5 | 0 | 0 | 70.176 | 52 | 4 |  | 2034 | 0 | 0 | 0 | 0 | 0 | 0 |  |  |  | 0 | 0 | 0 | 0 | 0 | 0 | 70.176 | 70.176 | 70.176 | 70.176 | 70.176 | 350.88 | 52 | 52 | 52 | 52 | 52 | 260 | 332 |  | 0
0 | NIASSA | SP | MANDIMBA | Ntembo, Mandimba | Refrigerator | PQS_refr | Vestfrost | VLS 026 RF Green Line |  | Solar | 2018 | Functioning well |  |  |  |  | CCE not to replace |  |  | 2023-01-31 | Sousa Ribe | PQS E003/091 | SDRF | 20 | 34.3 | 0 | 109.2 | 52 | 5 |  | 2033 | 0 | 0 | 0 | 0 | 0 | 0 |  |  |  | 0 | 0 | 0 | 0 | 0 | 0 | 109.2 | 109.2 | 109.2 | 109.2 | 109.2 | 546 | 52 | 52 | 52 | 52 | 52 | 260 | 333 |  | 0
0 | NIASSA | SP | MANDIMBA | Ntembo, Mandimba | Refrigerator | PQS_refr | Vestfrost | VLS 026 RF Green Line |  | Solar | 2018 | Functioning well |  |  |  |  | CCE not to replace |  |  | 2023-01-31 | Sousa Ribe | PQS E003/091 | SDRF | 20 | 34.3 | 0 | 109.2 | 52 | 5 |  | 2033 | 0 | 0 | 0 | 0 | 0 | 0 |  |  |  | 0 | 0 | 0 | 0 | 0 | 0 | 109.2 | 109.2 | 109.2 | 109.2 | 109.2 | 546 | 52 | 52 | 52 | 52 | 52 | 260 | 334 |  | 0
0 | NIASSA | LD | MARRUPA | Depósito D. MARRUPA | Refrigerator | PQS_refr | Vestfrost | VLS 026 RF Green Line |  | Solar | 2018 | Functioning well |  |  |  |  | CCE not to replace |  |  | 2023-01-31 | Sousa Ribe | PQS E003/091 | SDRF | 20 | 34.3 | 0 | 109.2 | 52 | 5 |  | 2033 | 0 | 0 | 0 | 0 | 0 | 0 |  |  |  | 0 | 0 | 0 | 0 | 0 | 0 | 109.2 | 109.2 | 109.2 | 109.2 | 109.2 | 546 | 52 | 52 | 52 | 52 | 52 | 260 | 335 |  | 0
0 | NIASSA | LD | MARRUPA | Depósito D. MARRUPA | Refrigerator | PQS_refr | Vestfrost | VLS 026 RF Green Line |  | Solar | 2018 | Functioning well |  |  |  |  | CCE not to replace |  |  | 2023-01-31 | Sousa Ribe | PQS E003/091 | SDRF | 20 | 34.3 | 0 | 109.2 | 52 | 5 |  | 2033 | 0 | 0 | 0 | 0 | 0 | 0 |  |  |  | 0 | 0 | 0 | 0 | 0 | 0 | 109.2 | 109.2 | 109.2 | 109.2 | 109.2 | 546 | 52 | 52 | 52 | 52 | 52 | 260 | 336 |  | 0
0 | NIASSA | SP | MARRUPA | C.S Nagir | Refrigerator | PQS_refr | Vestfrost | VLS 026 RF Green Line |  | Solar | 2018 | Functioning well |  |  |  |  | CCE not to replace |  |  | 2023-01-31 | Sousa Ribe | PQS E003/091 | SDRF | 20 | 34.3 | 0 | 109.2 | 52 | 5 |  | 2033 | 0 | 0 | 0 | 0 | 0 | 0 |  |  |  | 0 | 0 | 0 | 0 | 0 | 0 | 109.2 | 109.2 | 109.2 | 109.2 | 109.2 | 546 | 52 | 52 | 52 | 52 | 52 | 260 | 337 |  | 0
0 | NIASSA | SP | MARRUPA | Cumela, Marrupa | Refrigerator | PQS_refr | Vestfrost | VLS 026 RF Green Line |  | Solar | 2020 | Functioning well |  |  |  |  | CCE not to replace |  | CCEOP1 | 2023-01-31 | Sousa Ribe | PQS E003/091 | SDRF | 20 | 34.3 | 0 | 109.2 | 52 | 3 |  | 2035 | 0 | 0 | 0 | 0 | 0 | 0 |  |  |  | 0 | 0 | 0 | 0 | 0 | 0 | 109.2 | 109.2 | 109.2 | 109.2 | 109.2 | 546 | 52 | 52 | 52 | 52 | 52 | 260 | 338 |  | 0
0 | NIASSA | SP | MARRUPA | Marangira, Marrupa | Refrigerator | PQS_refr | Vestfrost | VLS 026 RF Green Line |  | Solar | 2021 | Functioning well |  |  |  |  | CCE not to replace |  | CCEOP1 | 2023-01-31 | Sousa Ribe | PQS E003/091 | SDRF | 20 | 34.3 | 0 | 109.2 | 52 | 2 |  | 2036 | 0 | 0 | 0 | 0 | 0 | 0 |  |  |  | 0 | 0 | 0 | 0 | 0 | 0 | 109.2 | 109.2 | 109.2 | 109.2 | 109.2 | 546 | 52 | 52 | 52 | 52 | 52 | 260 | 339 |  | 0
0 | NIASSA | SP | MARRUPA | Marrupa, Marrupa | Refrigerator | PQS_refr | Vestfrost | VLS 026 RF Green Line |  | Solar | 2017 | Functioning well |  |  |  |  | CCE not to replace |  |  | 2023-01-31 | Sousa Ribe | PQS E003/091 | SDRF | 20 | 34.3 | 0 | 109.2 | 52 | 6 |  | 2032 | 0 | 0 | 0 | 0 | 0 | 0 |  |  |  | 0 | 0 | 0 | 0 | 0 | 0 | 109.2 | 109.2 | 109.2 | 109.2 | 109.2 | 546 | 52 | 52 | 52 | 52 | 52 | 260 | 340 |  | 0
0 | NIASSA | SP | MARRUPA | Mucuaiaia, Marrupa | Refrigerator | PQS_refr | Vestfrost | VLS 026 RF Green Line |  | Solar | 2016 | Functioning well |  |  |  |  | CCE not to replace |  |  | 2023-01-31 | Sousa Ribe | PQS E003/091 | SDRF | 20 | 34.3 | 0 | 109.2 | 52 | 7 |  | 2031 | 0 | 0 | 0 | 0 | 0 | 0 |  |  |  | 0 | 0 | 0 | 0 | 0 | 0 | 109.2 | 109.2 | 109.2 | 109.2 | 109.2 | 546 | 52 | 52 | 52 | 52 | 52 | 260 | 341 |  | 0
0 | NIASSA | SP | MARRUPA | Nungo, Marrupa | Refrigerator | PQS_refr | Vestfrost | VLS 026 RF Green Line |  | Solar | 2021 | Functioning well |  |  |  |  | CCE not to replace |  | CCEOP1 | 2023-01-31 | Sousa Ribe | PQS E003/091 | SDRF | 20 | 34.3 | 0 | 109.2 | 52 | 2 |  | 2036 | 0 | 0 | 0 | 0 | 0 | 0 |  |  |  | 0 | 0 | 0 | 0 | 0 | 0 | 109.2 | 109.2 | 109.2 | 109.2 | 109.2 | 546 | 52 | 52 | 52 | 52 | 52 | 260 | 342 |  | 0
0 | NIASSA | SP | MARRUPA | Tumpue, Marrupa | Refrigerator | PQS_refr | Vestfrost | MK 304 |  | Electricity | 2021 | Functioning well |  |  |  |  | CCE not to replace |  |  | 2023-01-31 | Sousa Ribe | PQS E003/007 | ILR | 105 | 0 | 0 | 19.032 | 192 | 2 |  | 2036 | 0 | 0 | 0 | 0 | 0 | 0 |  |  |  | 0 | 0 | 0 | 0 | 0 | 0 | 19.032 | 19.032 | 19.032 | 19.032 | 19.032 | 95.16 | 192 | 192 | 192 | 192 | 192 | 960 | 343 |  | 0
0 | NIASSA | SP | MARRUPA | Yaranca, Marrupa | Refrigerator | PQS_refr | B Medical Systems Sarl (Dometic) | TCW 80 AC |  | Electricity | 2016 | Functioning well |  |  |  |  | CCE not to replace |  |  | 2023-01-31 | Sousa Ribe | PQS E003/101 | ILR | 80.5 | 0 | 0 | 71.808 | 69.6 | 7 |  | 2031 | 0 | 0 | 0 | 0 | 0 | 0 |  |  |  | 0 | 0 | 0 | 0 | 0 | 0 | 71.808 | 71.808 | 71.808 | 71.808 | 71.808 | 359.04 | 69.6 | 69.6 | 69.6 | 69.6 | 69.6 | 348 | 344 |  | 0
0 | NIASSA | SP | MARRUPA | Yaranca, Marrupa | Refrigerator | PQS_refr | B Medical Systems Sarl (Dometic) | TCW 80 AC |  | Electricity | 2016 | Functioning well |  |  |  |  | CCE not to replace |  |  | 2023-01-31 | Sousa Ribe | PQS E003/101 | ILR | 80.5 | 0 | 0 | 71.808 | 69.6 | 7 |  | 2031 | 0 | 0 | 0 | 0 | 0 | 0 |  |  |  | 0 | 0 | 0 | 0 | 0 | 0 | 71.808 | 71.808 | 71.808 | 71.808 | 71.808 | 359.04 | 69.6 | 69.6 | 69.6 | 69.6 | 69.6 | 348 | 345 |  | 0
0 | NIASSA | LD | MAÚA | Depósito D. MAÚA | Refrigerator | PQS_refr | B Medical Systems Sarl (Dometic) | TCW 80 AC |  | Electricity | 2016 | Functioning well |  |  |  |  | CCE not to replace |  |  | 2023-01-31 | Sousa Ribe | PQS E003/101 | ILR | 80.5 | 0 | 0 | 71.808 | 69.6 | 7 |  | 2031 | 0 | 0 | 0 | 0 | 0 | 0 |  |  |  | 0 | 0 | 0 | 0 | 0 | 0 | 71.808 | 71.808 | 71.808 | 71.808 | 71.808 | 359.04 | 69.6 | 69.6 | 69.6 | 69.6 | 69.6 | 348 | 346 |  | 0
0 | NIASSA | LD | MAÚA | Depósito D. MAÚA | Freezer | PQS_freezer | Vestfrost | MF 314 |  | Electricity | 2020 | Functioning well |  |  |  |  | CCE not to replace |  | CCEOP1 | 2023-01-31 | Sousa Ribe | PQS E003/023 | VWPF | 0 | 281 | 0 | 13.752 | 253.8 | 3 |  | 2035 | 0 | 0 | 0 | 0 | 0 | 0 |  |  |  | 0 | 0 | 0 | 0 | 0 | 0 | 13.752 | 13.752 | 13.752 | 13.752 | 13.752 | 68.76 | 253.8 | 253.8 | 253.8 | 253.8 | 253.8 | 1269 | 347 |  | 0
0 | NIASSA | LD | MAÚA | Depósito D. MAÚA | Freezer | PQS_freezer | Vestfrost | MF 314 |  | Electricity | 2020 | Functioning well |  |  |  |  | CCE not to replace |  | CCEOP1 | 2023-01-31 | Sousa Ribe | PQS E003/023 | VWPF | 0 | 281 | 0 | 13.752 | 253.8 | 3 |  | 2035 | 0 | 0 | 0 | 0 | 0 | 0 |  |  |  | 0 | 0 | 0 | 0 | 0 | 0 | 13.752 | 13.752 | 13.752 | 13.752 | 13.752 | 68.76 | 253.8 | 253.8 | 253.8 | 253.8 | 253.8 | 1269 | 348 |  | 0
0 | NIASSA | LD | MAÚA | Depósito D. MAÚA | Freezer | PQS_freezer | Vestfrost | MF 314 |  | Electricity | 2020 | Functioning well |  |  |  |  | CCE not to replace |  | CCEOP1 | 2023-01-31 | Sousa Ribe | PQS E003/023 | VWPF | 0 | 281 | 0 | 13.752 | 253.8 | 3 |  | 2035 | 0 | 0 | 0 | 0 | 0 | 0 |  |  |  | 0 | 0 | 0 | 0 | 0 | 0 | 13.752 | 13.752 | 13.752 | 13.752 | 13.752 | 68.76 | 253.8 | 253.8 | 253.8 | 253.8 | 253.8 | 1269 | 349 |  | 0
0 | NIASSA | SP | MAÚA | C.s de muloloua | Refrigerator | PQS_refr | B Medical Systems Sarl (Dometic) | TCW 80 AC |  | Electricity | 2021 | Functioning well |  |  |  |  | CCE not to replace |  | CCEOP1 | 2023-01-31 | Sousa Ribe | PQS E003/101 | ILR | 80.5 | 0 | 0 | 71.808 | 69.6 | 2 |  | 2036 | 0 | 0 | 0 | 0 | 0 | 0 |  |  |  | 0 | 0 | 0 | 0 | 0 | 0 | 71.808 | 71.808 | 71.808 | 71.808 | 71.808 | 359.04 | 69.6 | 69.6 | 69.6 | 69.6 | 69.6 | 348 | 350 |  | 0
0 | NIASSA | SP | MAÚA | C.s de queta | Refrigerator | PQS_refr | B Medical Systems Sarl (Dometic) | TCW 80 AC |  | Electricity | 2019 | Functioning well |  |  |  |  | CCE not to replace |  |  | 2023-01-31 | Sousa Ribe | PQS E003/101 | ILR | 80.5 | 0 | 0 | 71.808 | 69.6 | 4 |  | 2034 | 0 | 0 | 0 | 0 | 0 | 0 |  |  |  | 0 | 0 | 0 | 0 | 0 | 0 | 71.808 | 71.808 | 71.808 | 71.808 | 71.808 | 359.04 | 69.6 | 69.6 | 69.6 | 69.6 | 69.6 | 348 | 351 |  | 0
0 | NIASSA | SP | MAÚA | Maiaca, Maúa | Refrigerator | PQS_refr | B Medical Systems Sarl (Dometic) | TCW 80 AC |  | Electricity | 2017 | Functioning well |  |  |  |  | CCE not to replace |  |  | 2023-01-31 | Sousa Ribe | PQS E003/101 | ILR | 80.5 | 0 | 0 | 71.808 | 69.6 | 6 |  | 2032 | 0 | 0 | 0 | 0 | 0 | 0 |  |  |  | 0 | 0 | 0 | 0 | 0 | 0 | 71.808 | 71.808 | 71.808 | 71.808 | 71.808 | 359.04 | 69.6 | 69.6 | 69.6 | 69.6 | 69.6 | 348 | 352 |  | 0
0 | NIASSA | SP | MAÚA | Muapula, Maúa | Refrigerator | PQS_refr | B Medical Systems Sarl (Dometic) | TCW 80 AC |  | Electricity | 2021 | Functioning well |  |  |  |  | CCE not to replace |  | CCEOP1 | 2023-01-31 | Sousa Ribe | PQS E003/101 | ILR | 80.5 | 0 | 0 | 71.808 | 69.6 | 2 |  | 2036 | 0 | 0 | 0 | 0 | 0 | 0 |  |  |  | 0 | 0 | 0 | 0 | 0 | 0 | 71.808 | 71.808 | 71.808 | 71.808 | 71.808 | 359.04 | 69.6 | 69.6 | 69.6 | 69.6 | 69.6 | 348 | 353 |  | 0
0 | NIASSA | SP | MAÚA | Muapula, Maúa | Refrigerator | PQS_refr | B Medical Systems Sarl (Dometic) | TCW 80 AC |  | Electricity | 2017 | Functioning well |  |  |  |  | CCE not to replace |  |  | 2023-01-31 | Sousa Ribe | PQS E003/101 | ILR | 80.5 | 0 | 0 | 71.808 | 69.6 | 6 |  | 2032 | 0 | 0 | 0 | 0 | 0 | 0 |  |  |  | 0 | 0 | 0 | 0 | 0 | 0 | 71.808 | 71.808 | 71.808 | 71.808 | 71.808 | 359.04 | 69.6 | 69.6 | 69.6 | 69.6 | 69.6 | 348 | 354 |  | 0
0 | NIASSA | SP | MAÚA | Muapula, Maúa | Refrigerator | PQS_refr | B Medical Systems Sarl (Dometic) | TCW 80 AC |  | Electricity | 2021 | Functioning well |  |  |  |  | CCE not to replace |  | CCEOP1 | 2023-01-31 | Sousa Ribe | PQS E003/101 | ILR | 80.5 | 0 | 0 | 71.808 | 69.6 | 2 |  | 2036 | 0 | 0 | 0 | 0 | 0 | 0 |  |  |  | 0 | 0 | 0 | 0 | 0 | 0 | 71.808 | 71.808 | 71.808 | 71.808 | 71.808 | 359.04 | 69.6 | 69.6 | 69.6 | 69.6 | 69.6 | 348 | 355 |  | 0
0 | NIASSA | SP | MAÚA | Mugoma, Maúa | Refrigerator | PQS_refr | B Medical Systems Sarl (Dometic) | TCW 80 AC |  | Electricity | 2016 | Functioning well |  |  |  |  | CCE not to replace |  |  | 2023-01-31 | Sousa Ribe | PQS E003/101 | ILR | 80.5 | 0 | 0 | 71.808 | 69.6 | 7 |  | 2031 | 0 | 0 | 0 | 0 | 0 | 0 |  |  |  | 0 | 0 | 0 | 0 | 0 | 0 | 71.808 | 71.808 | 71.808 | 71.808 | 71.808 | 359.04 | 69.6 | 69.6 | 69.6 | 69.6 | 69.6 | 348 | 356 |  | 0
0 | NIASSA | SP | MAÚA | Mugoma, Maúa | Refrigerator | PQS_refr | B Medical Systems Sarl (Dometic) | TCW 80 AC |  | Electricity | 2010 | Functioning well |  |  |  |  | CCE not to replace |  |  | 2023-01-31 | Sousa Ribe | PQS E003/101 | ILR | 80.5 | 0 | 0 | 71.808 | 69.6 | 13 |  | 2025 | 1 | 0 | 0 | 0 | 0 | 1 |  |  |  | #N/A | 0 | 0 | 0 | 0 | #N/A | #N/A | #N/A | #N/A | #N/A | #N/A | #N/A | #N/A | #N/A | #N/A | #N/A | #N/A | #N/A | 357 |  | 0
0 | NIASSA | LD | MAVAGO | Depósito D. MAVAGO | Freezer | PQS_freezer | Vestfrost | MF 314 |  | Electricity | 2020 | Functioning well |  |  |  |  | CCE not to replace |  | CCEOP1 | 2023-01-31 | Sousa Ribe | PQS E003/023 | VWPF | 0 | 281 | 0 | 13.752 | 253.8 | 3 |  | 2035 | 0 | 0 | 0 | 0 | 0 | 0 |  |  |  | 0 | 0 | 0 | 0 | 0 | 0 | 13.752 | 13.752 | 13.752 | 13.752 | 13.752 | 68.76 | 253.8 | 253.8 | 253.8 | 253.8 | 253.8 | 1269 | 358 |  | 0
0 | NIASSA | LD | MAVAGO | Depósito D. MAVAGO | Freezer | PQS_freezer | Vestfrost | MF 314 |  | Electricity | 2020 | Functioning well |  |  |  |  | CCE not to replace |  | CCEOP1 | 2023-01-31 | Sousa Ribe | PQS E003/023 | VWPF | 0 | 281 | 0 | 13.752 | 253.8 | 3 |  | 2035 | 0 | 0 | 0 | 0 | 0 | 0 |  |  |  | 0 | 0 | 0 | 0 | 0 | 0 | 13.752 | 13.752 | 13.752 | 13.752 | 13.752 | 68.76 | 253.8 | 253.8 | 253.8 | 253.8 | 253.8 | 1269 | 359 |  | 0
0 | NIASSA | LD | MAVAGO | Depósito D. MAVAGO | Refrigerator | PQS_refr | Vestfrost | VLS 404A AC |  | Electricity | 2019 | Functioning well |  |  |  |  | CCE not to replace |  |  | 2023-01-31 | Sousa Ribe | PQS E003/112 | ILR | 145 | 0 | 0 | 25.08 | 41.4 | 4 |  | 2034 | 0 | 0 | 0 | 0 | 0 | 0 |  |  |  | 0 | 0 | 0 | 0 | 0 | 0 | 25.08 | 25.08 | 25.08 | 25.08 | 25.08 | 125.4 | 41.4 | 41.4 | 41.4 | 41.4 | 41.4 | 207 | 360 |  | 0
0 | NIASSA | SP | MAVAGO | C.S M'sawze, Mavago | Refrigerator | PQS_refr | Vestfrost | MK 304 |  | Electricity | 2021 | Functioning well |  |  |  |  | CCE not to replace |  |  | 2023-01-31 | Sousa Ribe | PQS E003/007 | ILR | 105 | 0 | 0 | 19.032 | 192 | 2 |  | 2036 | 0 | 0 | 0 | 0 | 0 | 0 |  |  |  | 0 | 0 | 0 | 0 | 0 | 0 | 19.032 | 19.032 | 19.032 | 19.032 | 19.032 | 95.16 | 192 | 192 | 192 | 192 | 192 | 960 | 361 |  | 0
0 | NIASSA | SP | MAVAGO | Mavago, Mavago | Refrigerator | PQS_refr | Vestfrost | VLS 404A AC |  | Electricity | 2019 | Functioning well |  |  |  |  | CCE not to replace |  |  | 2023-01-31 | Sousa Ribe | PQS E003/112 | ILR | 145 | 0 | 0 | 25.08 | 41.4 | 4 |  | 2034 | 0 | 0 | 0 | 0 | 0 | 0 |  |  |  | 0 | 0 | 0 | 0 | 0 | 0 | 25.08 | 25.08 | 25.08 | 25.08 | 25.08 | 125.4 | 41.4 | 41.4 | 41.4 | 41.4 | 41.4 | 207 | 362 |  | 0
0 | NIASSA | SP | MAVAGO | Milepa | Refrigerator | PQS_refr | Vestfrost | MK 304 |  | Electricity | 2021 | Functioning well |  |  |  |  | CCE not to replace |  |  | 2023-01-31 | Sousa Ribe | PQS E003/007 | ILR | 105 | 0 | 0 | 19.032 | 192 | 2 |  | 2036 | 0 | 0 | 0 | 0 | 0 | 0 |  |  |  | 0 | 0 | 0 | 0 | 0 | 0 | 19.032 | 19.032 | 19.032 | 19.032 | 19.032 | 95.16 | 192 | 192 | 192 | 192 | 192 | 960 | 363 |  | 0
0 | NIASSA | SP | MAVAGO | Nkalapa, Mavago | Refrigerator | PQS_refr | B Medical Systems Sarl (Dometic) | TCW 80 AC |  | Electricity | 2016 | Functioning well |  |  |  |  | CCE not to replace |  |  | 2023-01-31 | Sousa Ribe | PQS E003/101 | ILR | 80.5 | 0 | 0 | 71.808 | 69.6 | 7 |  | 2031 | 0 | 0 | 0 | 0 | 0 | 0 |  |  |  | 0 | 0 | 0 | 0 | 0 | 0 | 71.808 | 71.808 | 71.808 | 71.808 | 71.808 | 359.04 | 69.6 | 69.6 | 69.6 | 69.6 | 69.6 | 348 | 364 |  | 0
0 | NIASSA | LD | MECANHELAS | Depósito D. MECANHELAS | Freezer | PQS_freezer | Vestfrost | MF 314 |  | Electricity | 2020 | Functioning well |  |  |  |  | CCE not to replace |  | CCEOP1 | 2023-01-31 | Sousa Ribe | PQS E003/023 | VWPF | 0 | 281 | 0 | 13.752 | 253.8 | 3 |  | 2035 | 0 | 0 | 0 | 0 | 0 | 0 |  |  |  | 0 | 0 | 0 | 0 | 0 | 0 | 13.752 | 13.752 | 13.752 | 13.752 | 13.752 | 68.76 | 253.8 | 253.8 | 253.8 | 253.8 | 253.8 | 1269 | 365 |  | 0
0 | NIASSA | LD | MECANHELAS | Depósito D. MECANHELAS | Freezer | PQS_freezer | Vestfrost | MF 314 |  | Electricity | 2020 | Functioning well |  |  |  |  | CCE not to replace |  | CCEOP1 | 2023-01-31 | Sousa Ribe | PQS E003/023 | VWPF | 0 | 281 | 0 | 13.752 | 253.8 | 3 |  | 2035 | 0 | 0 | 0 | 0 | 0 | 0 |  |  |  | 0 | 0 | 0 | 0 | 0 | 0 | 13.752 | 13.752 | 13.752 | 13.752 | 13.752 | 68.76 | 253.8 | 253.8 | 253.8 | 253.8 | 253.8 | 1269 | 366 |  | 0
0 | NIASSA | SP | MECANHELAS | Candulo, Mecanhelas | Refrigerator | PQS_refr | B Medical Systems Sarl (Dometic) | TCW 80 AC |  | Electricity | 2017 | Functioning well |  |  |  |  | CCE not to replace |  |  | 2023-01-31 | Sousa Ribe | PQS E003/101 | ILR | 80.5 | 0 | 0 | 71.808 | 69.6 | 6 |  | 2032 | 0 | 0 | 0 | 0 | 0 | 0 |  |  |  | 0 | 0 | 0 | 0 | 0 | 0 | 71.808 | 71.808 | 71.808 | 71.808 | 71.808 | 359.04 | 69.6 | 69.6 | 69.6 | 69.6 | 69.6 | 348 | 367 |  | 0
0 | NIASSA | SP | MECANHELAS | Caronga, Mecanhelas | Refrigerator | PQS_refr | B Medical Systems Sarl (Dometic) | TCW 80 AC |  | Electricity | 2017 | Functioning well |  |  |  |  | CCE not to replace |  |  | 2023-01-31 | Sousa Ribe | PQS E003/101 | ILR | 80.5 | 0 | 0 | 71.808 | 69.6 | 6 |  | 2032 | 0 | 0 | 0 | 0 | 0 | 0 |  |  |  | 0 | 0 | 0 | 0 | 0 | 0 | 71.808 | 71.808 | 71.808 | 71.808 | 71.808 | 359.04 | 69.6 | 69.6 | 69.6 | 69.6 | 69.6 | 348 | 368 |  | 0
0 | NIASSA | SP | MECANHELAS | Chamba, Mecanhelas | Refrigerator | PQS_refr | B Medical Systems Sarl (Dometic) | TCW 80 AC |  | Electricity | 2017 | Functioning well |  |  |  |  | CCE not to replace |  |  | 2023-01-31 | Sousa Ribe | PQS E003/101 | ILR | 80.5 | 0 | 0 | 71.808 | 69.6 | 6 |  | 2032 | 0 | 0 | 0 | 0 | 0 | 0 |  |  |  | 0 | 0 | 0 | 0 | 0 | 0 | 71.808 | 71.808 | 71.808 | 71.808 | 71.808 | 359.04 | 69.6 | 69.6 | 69.6 | 69.6 | 69.6 | 348 | 369 |  | 0
0 | NIASSA | SP | MECANHELAS | Chissaua, Mecanhelas | Refrigerator | PQS_refr | B Medical Systems Sarl (Dometic) | TCW 80 AC |  | Electricity | 2017 | Functioning well |  |  |  |  | CCE not to replace |  |  | 2023-01-31 | Sousa Ribe | PQS E003/101 | ILR | 80.5 | 0 | 0 | 71.808 | 69.6 | 6 |  | 2032 | 0 | 0 | 0 | 0 | 0 | 0 |  |  |  | 0 | 0 | 0 | 0 | 0 | 0 | 71.808 | 71.808 | 71.808 | 71.808 | 71.808 | 359.04 | 69.6 | 69.6 | 69.6 | 69.6 | 69.6 | 348 | 370 |  | 0
0 | NIASSA | SP | MECANHELAS | Chiuta, Mecanhelas | Refrigerator | PQS_refr | B Medical Systems Sarl (Dometic) | TCW 80 AC |  | Electricity | 2021 | Functioning well |  |  |  |  | CCE not to replace |  | CCEOP1 | 2023-01-31 | Sousa Ribe | PQS E003/101 | ILR | 80.5 | 0 | 0 | 71.808 | 69.6 | 2 |  | 2036 | 0 | 0 | 0 | 0 | 0 | 0 |  |  |  | 0 | 0 | 0 | 0 | 0 | 0 | 71.808 | 71.808 | 71.808 | 71.808 | 71.808 | 359.04 | 69.6 | 69.6 | 69.6 | 69.6 | 69.6 | 348 | 371 |  | 0
0 | NIASSA | SP | MECANHELAS | Entre Lagos, Mecanhelas | Refrigerator | PQS_refr | B Medical Systems Sarl (Dometic) | TCW 80 AC |  | Electricity | 2021 | Functioning well |  |  |  |  | CCE not to replace |  | CCEOP1 | 2023-01-31 | Sousa Ribe | PQS E003/101 | ILR | 80.5 | 0 | 0 | 71.808 | 69.6 | 2 |  | 2036 | 0 | 0 | 0 | 0 | 0 | 0 |  |  |  | 0 | 0 | 0 | 0 | 0 | 0 | 71.808 | 71.808 | 71.808 | 71.808 | 71.808 | 359.04 | 69.6 | 69.6 | 69.6 | 69.6 | 69.6 | 348 | 372 |  | 0
0 | NIASSA | SP | MECANHELAS | Kumulique, Mecanhelas | Refrigerator | PQS_refr | B Medical Systems Sarl (Dometic) | TCW 80 AC |  | Electricity | 2017 | Functioning well |  |  |  |  | CCE not to replace |  |  | 2023-01-31 | Sousa Ribe | PQS E003/101 | ILR | 80.5 | 0 | 0 | 71.808 | 69.6 | 6 |  | 2032 | 0 | 0 | 0 | 0 | 0 | 0 |  |  |  | 0 | 0 | 0 | 0 | 0 | 0 | 71.808 | 71.808 | 71.808 | 71.808 | 71.808 | 359.04 | 69.6 | 69.6 | 69.6 | 69.6 | 69.6 | 348 | 373 |  | 0
0 | NIASSA | SP | MECANHELAS | Mbolera | Refrigerator | PQS_refr | B Medical Systems Sarl (Dometic) | TCW 80 AC |  | Electricity | 2017 | Functioning well |  |  |  |  | CCE not to replace |  |  | 2023-01-31 | Sousa Ribe | PQS E003/101 | ILR | 80.5 | 0 | 0 | 71.808 | 69.6 | 6 |  | 2032 | 0 | 0 | 0 | 0 | 0 | 0 |  |  |  | 0 | 0 | 0 | 0 | 0 | 0 | 71.808 | 71.808 | 71.808 | 71.808 | 71.808 | 359.04 | 69.6 | 69.6 | 69.6 | 69.6 | 69.6 | 348 | 374 |  | 0
0 | NIASSA | SP | MECANHELAS | Mecomera, Mecanhelas | Refrigerator | PQS_refr | B Medical Systems Sarl (Dometic) | TCW 80 AC |  | Electricity | 2019 | Functioning well |  |  |  |  | CCE not to replace |  |  | 2023-01-31 | Sousa Ribe | PQS E003/101 | ILR | 80.5 | 0 | 0 | 71.808 | 69.6 | 4 |  | 2034 | 0 | 0 | 0 | 0 | 0 | 0 |  |  |  | 0 | 0 | 0 | 0 | 0 | 0 | 71.808 | 71.808 | 71.808 | 71.808 | 71.808 | 359.04 | 69.6 | 69.6 | 69.6 | 69.6 | 69.6 | 348 | 375 |  | 0
0 | NIASSA | SP | MECANHELAS | Muhurune, Mecanhelas | Refrigerator | PQS_refr | B Medical Systems Sarl (Dometic) | TCW 80 AC |  | Electricity | 2017 | Not functional, for breakage |  |  |  |  | CCE to remove & replace | Damaged by cyclone |  | 2023-01-31 | Sousa Ribe | PQS E003/101 | ILR | 80.5 | 0 | 0 | 71.808 | 69.6 | 6 | 2023 | 2023 | 1 | 0 | 0 | 0 | 0 | 1 |  |  |  | #N/A | 0 | 0 | 0 | 0 | #N/A | #N/A | #N/A | #N/A | #N/A | #N/A | #N/A | #N/A | #N/A | #N/A | #N/A | #N/A | #N/A | 376 |  | 0
0 | NIASSA | SP | MECANHELAS | Nanhumba, Mecanhelas | Refrigerator | PQS_refr | B Medical Systems Sarl (Dometic) | TCW 80 AC |  | Electricity | 2021 | Functioning well |  |  |  |  | CCE not to replace |  | CCEOP1 | 2023-01-31 | Sousa Ribe | PQS E003/101 | ILR | 80.5 | 0 | 0 | 71.808 | 69.6 | 2 |  | 2036 | 0 | 0 | 0 | 0 | 0 | 0 |  |  |  | 0 | 0 | 0 | 0 | 0 | 0 | 71.808 | 71.808 | 71.808 | 71.808 | 71.808 | 359.04 | 69.6 | 69.6 | 69.6 | 69.6 | 69.6 | 348 | 377 |  | 0
0 | NIASSA | SP | MECANHELAS | Naveia | Refrigerator | PQS_refr | Vestfrost | VLS 054A SDD Greenline |  | Solar | 2017 | Functioning well |  |  |  |  | CCE not to replace |  |  | 2023-01-31 | Sousa Ribe | PQS E003/106 | SDR | 55.5 | 0 | 0 | 70.176 | 52 | 6 |  | 2032 | 0 | 0 | 0 | 0 | 0 | 0 |  |  |  | 0 | 0 | 0 | 0 | 0 | 0 | 70.176 | 70.176 | 70.176 | 70.176 | 70.176 | 350.88 | 52 | 52 | 52 | 52 | 52 | 260 | 378 |  | 0
0 | NIASSA | SP | MECANHELAS | Sales, Mecanhelas | Refrigerator | PQS_refr | Vestfrost | VLS 054A SDD Greenline |  | Solar | 2019 | Functioning well |  |  |  |  | CCE not to replace |  |  | 2023-01-31 | Sousa Ribe | PQS E003/106 | SDR | 55.5 | 0 | 0 | 70.176 | 52 | 4 |  | 2034 | 0 | 0 | 0 | 0 | 0 | 0 |  |  |  | 0 | 0 | 0 | 0 | 0 | 0 | 70.176 | 70.176 | 70.176 | 70.176 | 70.176 | 350.88 | 52 | 52 | 52 | 52 | 52 | 260 | 379 |  | 0
0 | NIASSA | SP | MECANHELAS | Sales, Mecanhelas | Refrigerator | PQS_refr | B Medical Systems Sarl (Dometic) | TCW 80 AC |  | Electricity | 2017 | Functioning well |  |  |  |  | CCE not to replace |  |  | 2023-01-31 | Sousa Ribe | PQS E003/101 | ILR | 80.5 | 0 | 0 | 71.808 | 69.6 | 6 |  | 2032 | 0 | 0 | 0 | 0 | 0 | 0 |  |  |  | 0 | 0 | 0 | 0 | 0 | 0 | 71.808 | 71.808 | 71.808 | 71.808 | 71.808 | 359.04 | 69.6 | 69.6 | 69.6 | 69.6 | 69.6 | 348 | 380 |  | 0
0 | NIASSA | LD | MECULA | Depósito D. MECULA | Refrigerator | PQS_refr | Vestfrost | VLS 054A SDD Greenline |  | Solar | 2017 | Functioning well |  |  |  |  | CCE not to replace |  |  | 2023-01-31 | Sousa Ribe | PQS E003/106 | SDR | 55.5 | 0 | 0 | 70.176 | 52 | 6 |  | 2032 | 0 | 0 | 0 | 0 | 0 | 0 |  |  |  | 0 | 0 | 0 | 0 | 0 | 0 | 70.176 | 70.176 | 70.176 | 70.176 | 70.176 | 350.88 | 52 | 52 | 52 | 52 | 52 | 260 | 381 |  | 0
0 | NIASSA | LD | MECULA | Depósito D. MECULA | Refrigerator | PQS_refr | Vestfrost | VLS 054A SDD Greenline |  | Solar | 2017 | Functioning well |  |  |  |  | CCE not to replace |  |  | 2023-01-31 | Sousa Ribe | PQS E003/106 | SDR | 55.5 | 0 | 0 | 70.176 | 52 | 6 |  | 2032 | 0 | 0 | 0 | 0 | 0 | 0 |  |  |  | 0 | 0 | 0 | 0 | 0 | 0 | 70.176 | 70.176 | 70.176 | 70.176 | 70.176 | 350.88 | 52 | 52 | 52 | 52 | 52 | 260 | 382 |  | 0
0 | NIASSA | LD | MECULA | Depósito D. MECULA | Refrigerator | PQS_refr | Vestfrost | VLS 054A SDD Greenline |  | Solar | 2017 | Functioning well |  |  |  |  | CCE not to replace |  |  | 2023-01-31 | Sousa Ribe | PQS E003/106 | SDR | 55.5 | 0 | 0 | 70.176 | 52 | 6 |  | 2032 | 0 | 0 | 0 | 0 | 0 | 0 |  |  |  | 0 | 0 | 0 | 0 | 0 | 0 | 70.176 | 70.176 | 70.176 | 70.176 | 70.176 | 350.88 | 52 | 52 | 52 | 52 | 52 | 260 | 383 |  | 0
0 | NIASSA | SP | MECULA | C.S Gomba | Refrigerator | PQS_refr | Vestfrost | VLS 054A SDD Greenline |  | Solar | 2017 | Functioning well |  |  |  |  | CCE not to replace |  |  | 2023-01-31 | Sousa Ribe | PQS E003/106 | SDR | 55.5 | 0 | 0 | 70.176 | 52 | 6 |  | 2032 | 0 | 0 | 0 | 0 | 0 | 0 |  |  |  | 0 | 0 | 0 | 0 | 0 | 0 | 70.176 | 70.176 | 70.176 | 70.176 | 70.176 | 350.88 | 52 | 52 | 52 | 52 | 52 | 260 | 384 |  | 0
0 | NIASSA | SP | MECULA | C.S Naulala | Refrigerator | PQS_refr | Vestfrost | VLS 054A SDD Greenline |  | Solar | 2017 | Functioning well |  |  |  |  | CCE not to replace |  |  | 2023-01-31 | Sousa Ribe | PQS E003/106 | SDR | 55.5 | 0 | 0 | 70.176 | 52 | 6 |  | 2032 | 0 | 0 | 0 | 0 | 0 | 0 |  |  |  | 0 | 0 | 0 | 0 | 0 | 0 | 70.176 | 70.176 | 70.176 | 70.176 | 70.176 | 350.88 | 52 | 52 | 52 | 52 | 52 | 260 | 385 |  | 0
0 | NIASSA | SP | MECULA | Lugenda, Mecula | Refrigerator | PQS_refr | Vestfrost | VLS 056 RF SDD |  | Solar | 2017 | Functioning well |  |  |  |  | CCE not to replace |  |  | 2023-01-31 | Sousa Ribe | PQS E003/092 | SDRF | 36 | 34.3 | 0 | 116.04 | 52 | 6 |  | 2032 | 0 | 0 | 0 | 0 | 0 | 0 |  |  |  | 0 | 0 | 0 | 0 | 0 | 0 | 116.04 | 116.04 | 116.04 | 116.04 | 116.04 | 580.2 | 52 | 52 | 52 | 52 | 52 | 260 | 386 |  | 0
0 | NIASSA | SP | MECULA | Macalange | Refrigerator | PQS_refr | Vestfrost | VLS 054A SDD Greenline |  | Solar | 2017 | Functioning well |  |  |  |  | CCE not to replace |  |  | 2023-01-31 | Sousa Ribe | PQS E003/106 | SDR | 55.5 | 0 | 0 | 70.176 | 52 | 6 |  | 2032 | 0 | 0 | 0 | 0 | 0 | 0 |  |  |  | 0 | 0 | 0 | 0 | 0 | 0 | 70.176 | 70.176 | 70.176 | 70.176 | 70.176 | 350.88 | 52 | 52 | 52 | 52 | 52 | 260 | 387 |  | 0
0 | NIASSA | SP | MECULA | Matondovela, Mecula | Refrigerator | PQS_refr | B Medical Systems Sarl (Dometic) | TCW 80 AC |  | Electricity | 2021 | Functioning well |  |  |  |  | CCE not to replace |  | CCEOP1 | 2023-01-31 | Sousa Ribe | PQS E003/101 | ILR | 80.5 | 0 | 0 | 71.808 | 69.6 | 2 |  | 2036 | 0 | 0 | 0 | 0 | 0 | 0 |  |  |  | 0 | 0 | 0 | 0 | 0 | 0 | 71.808 | 71.808 | 71.808 | 71.808 | 71.808 | 359.04 | 69.6 | 69.6 | 69.6 | 69.6 | 69.6 | 348 | 388 |  | 0
0 | NIASSA | SP | MECULA | Mbamba, Mecula | Refrigerator | PQS_refr | Vestfrost | VLS 056 RF SDD |  | Solar | 2021 | Functioning well |  |  |  |  | CCE not to replace |  | CCEOP1 | 2023-01-31 | Sousa Ribe | PQS E003/092 | SDRF | 36 | 34.3 | 0 | 116.04 | 52 | 2 |  | 2036 | 0 | 0 | 0 | 0 | 0 | 0 |  |  |  | 0 | 0 | 0 | 0 | 0 | 0 | 116.04 | 116.04 | 116.04 | 116.04 | 116.04 | 580.2 | 52 | 52 | 52 | 52 | 52 | 260 | 389 |  | 0
0 | NIASSA | SP | MECULA | Mecula, Mecula | Refrigerator | PQS_refr | B Medical Systems Sarl (Dometic) | TCW 80 AC |  | Electricity | 2017 | Functioning well |  |  |  |  | CCE not to replace |  |  | 2023-01-31 | Sousa Ribe | PQS E003/101 | ILR | 80.5 | 0 | 0 | 71.808 | 69.6 | 6 |  | 2032 | 0 | 0 | 0 | 0 | 0 | 0 |  |  |  | 0 | 0 | 0 | 0 | 0 | 0 | 71.808 | 71.808 | 71.808 | 71.808 | 71.808 | 359.04 | 69.6 | 69.6 | 69.6 | 69.6 | 69.6 | 348 | 390 |  | 0
0 | NIASSA | SP | MECULA | Mecula, Mecula | Refrigerator | PQS_refr | Vestfrost | VLS 056 RF SDD |  | Solar | 2021 | Functioning well |  |  |  |  | CCE not to replace |  | CCEOP1 | 2023-01-31 | Sousa Ribe | PQS E003/092 | SDRF | 36 | 34.3 | 0 | 116.04 | 52 | 2 |  | 2036 | 0 | 0 | 0 | 0 | 0 | 0 |  |  |  | 0 | 0 | 0 | 0 | 0 | 0 | 116.04 | 116.04 | 116.04 | 116.04 | 116.04 | 580.2 | 52 | 52 | 52 | 52 | 52 | 260 | 391 |  | 0
0 | NIASSA | LD | METARICA | Depósito D. METARICA | Refrigerator | PQS_refr | Vestfrost | VLS 054A SDD Greenline |  | Solar | 2021 | Functioning well |  |  |  |  | CCE not to replace |  | CCEOP1 | 2023-01-31 | Sousa Ribe | PQS E003/106 | SDR | 55.5 | 0 | 0 | 70.176 | 52 | 2 |  | 2036 | 0 | 0 | 0 | 0 | 0 | 0 |  |  |  | 0 | 0 | 0 | 0 | 0 | 0 | 70.176 | 70.176 | 70.176 | 70.176 | 70.176 | 350.88 | 52 | 52 | 52 | 52 | 52 | 260 | 392 |  | 0
0 | NIASSA | LD | METARICA | Depósito D. METARICA | Refrigerator | PQS_refr | Vestfrost | VLS 054A SDD Greenline |  | Solar | 2021 | Functioning well |  |  |  |  | CCE not to replace |  | CCEOP1 | 2023-01-31 | Sousa Ribe | PQS E003/106 | SDR | 55.5 | 0 | 0 | 70.176 | 52 | 2 |  | 2036 | 0 | 0 | 0 | 0 | 0 | 0 |  |  |  | 0 | 0 | 0 | 0 | 0 | 0 | 70.176 | 70.176 | 70.176 | 70.176 | 70.176 | 350.88 | 52 | 52 | 52 | 52 | 52 | 260 | 393 |  | 0
0 | NIASSA | SP | METARICA | Mecunica | Refrigerator | PQS_refr | B Medical Systems Sarl (Dometic) | TCW 80 AC |  | Electricity | 2019 | Functioning well |  |  |  |  | CCE not to replace |  |  | 2023-01-31 | Sousa Ribe | PQS E003/101 | ILR | 80.5 | 0 | 0 | 71.808 | 69.6 | 4 |  | 2034 | 0 | 0 | 0 | 0 | 0 | 0 |  |  |  | 0 | 0 | 0 | 0 | 0 | 0 | 71.808 | 71.808 | 71.808 | 71.808 | 71.808 | 359.04 | 69.6 | 69.6 | 69.6 | 69.6 | 69.6 | 348 | 394 |  | 0
0 | NIASSA | SP | METARICA | Mepuera | Refrigerator | PQS_refr | Vestfrost | VLS 054A SDD Greenline |  | Solar | 2017 | Functional, needs repair | Yes | Yes |  |  | CCE not to replace |  |  | 2023-01-31 | Sousa Ribe | PQS E003/106 | SDR | 55.5 | 0 | 0 | 70.176 | 52 | 6 |  | 2032 | 0 | 0 | 0 | 0 | 0 | 0 |  |  |  | 0 | 0 | 0 | 0 | 0 | 0 | 70.176 | 70.176 | 70.176 | 70.176 | 70.176 | 350.88 | 52 | 52 | 52 | 52 | 52 | 260 | 395 |  | 0
0 | NIASSA | SP | METARICA | Metarica, Metarica | Refrigerator | PQS_refr | Vestfrost | VLS 054A SDD Greenline |  | Solar | 2021 | Functioning well |  |  |  |  | CCE not to replace |  | CCEOP1 | 2023-01-31 | Sousa Ribe | PQS E003/106 | SDR | 55.5 | 0 | 0 | 70.176 | 52 | 2 |  | 2036 | 0 | 0 | 0 | 0 | 0 | 0 |  |  |  | 0 | 0 | 0 | 0 | 0 | 0 | 70.176 | 70.176 | 70.176 | 70.176 | 70.176 | 350.88 | 52 | 52 | 52 | 52 | 52 | 260 | 396 |  | 0
0 | NIASSA | SP | METARICA | Muhemela, Metarica | Refrigerator | PQS_refr | Vestfrost | VLS 054A SDD Greenline |  | Solar | 2021 | Functioning well |  |  |  |  | CCE not to replace |  | CCEOP1 | 2023-01-31 | Sousa Ribe | PQS E003/106 | SDR | 55.5 | 0 | 0 | 70.176 | 52 | 2 |  | 2036 | 0 | 0 | 0 | 0 | 0 | 0 |  |  |  | 0 | 0 | 0 | 0 | 0 | 0 | 70.176 | 70.176 | 70.176 | 70.176 | 70.176 | 350.88 | 52 | 52 | 52 | 52 | 52 | 260 | 397 |  | 0
0 | NIASSA | SP | METARICA | Muhemela, Metarica | Refrigerator | PQS_refr | Vestfrost | VLS 054A SDD Greenline |  | Solar | 2021 | Functioning well |  |  |  |  | CCE not to replace |  | CCEOP1 | 2023-01-31 | Sousa Ribe | PQS E003/106 | SDR | 55.5 | 0 | 0 | 70.176 | 52 | 2 |  | 2036 | 0 | 0 | 0 | 0 | 0 | 0 |  |  |  | 0 | 0 | 0 | 0 | 0 | 0 | 70.176 | 70.176 | 70.176 | 70.176 | 70.176 | 350.88 | 52 | 52 | 52 | 52 | 52 | 260 | 398 |  | 0
0 | NIASSA | SP | METARICA | Nacumua, Metarica | Refrigerator | PQS_refr | Vestfrost | VLS 054A SDD Greenline |  | Solar | 2019 | Functional, needs repair | Yes | Yes |  |  | CCE not to replace |  |  | 2023-01-31 | Sousa Ribe | PQS E003/106 | SDR | 55.5 | 0 | 0 | 70.176 | 52 | 4 |  | 2034 | 0 | 0 | 0 | 0 | 0 | 0 |  |  |  | 0 | 0 | 0 | 0 | 0 | 0 | 70.176 | 70.176 | 70.176 | 70.176 | 70.176 | 350.88 | 52 | 52 | 52 | 52 | 52 | 260 | 399 |  | 0
0 | NIASSA | SP | METARICA | Nacumua, Metarica | Refrigerator | PQS_refr | Vestfrost | VLS 404A AC |  | Electricity | 2021 | Functioning well |  |  |  |  | CCE not to replace |  | CCEOP1 | 2023-01-31 | Sousa Ribe | PQS E003/112 | ILR | 145 | 0 | 0 | 25.08 | 41.4 | 2 |  | 2036 | 0 | 0 | 0 | 0 | 0 | 0 |  |  |  | 0 | 0 | 0 | 0 | 0 | 0 | 25.08 | 25.08 | 25.08 | 25.08 | 25.08 | 125.4 | 41.4 | 41.4 | 41.4 | 41.4 | 41.4 | 207 | 400 |  | 0
0 | NIASSA | LD | MUEMBE | Depósito D. MUEMBE | Freezer | PQS_freezer | Vestfrost | MF 314 |  | Electricity | 2021 | Functioning well |  |  |  |  | CCE not to replace |  | CCEOP1 | 2023-01-31 | Sousa Ribe | PQS E003/023 | VWPF | 0 | 281 | 0 | 13.752 | 253.8 | 2 |  | 2036 | 0 | 0 | 0 | 0 | 0 | 0 |  |  |  | 0 | 0 | 0 | 0 | 0 | 0 | 13.752 | 13.752 | 13.752 | 13.752 | 13.752 | 68.76 | 253.8 | 253.8 | 253.8 | 253.8 | 253.8 | 1269 | 401 |  | 0
0 | NIASSA | LD | MUEMBE | Depósito D. MUEMBE | Refrigerator | PQS_refr | Vestfrost | MK 144 |  | Electricity | 2015 | Functioning well |  |  |  |  | CCE not to replace |  |  | 2023-01-31 | Sousa Ribe | PQS E003/022 | ILR | 48 | 0 | 0 | 14.736 | 138 | 8 |  | 2030 | 0 | 0 | 0 | 0 | 0 | 0 |  |  |  | 0 | 0 | 0 | 0 | 0 | 0 | 14.736 | 14.736 | 14.736 | 14.736 | 14.736 | 73.68 | 138 | 138 | 138 | 138 | 138 | 690 | 402 |  | 0
0 | NIASSA | SP | MUEMBE | Chiconono, Muembe | Refrigerator | PQS_refr | Vestfrost | MK 144 |  | Electricity | 2015 | Functioning well |  |  |  |  | CCE not to replace |  |  | 2023-01-31 | Sousa Ribe | PQS E003/022 | ILR | 48 | 0 | 0 | 14.736 | 138 | 8 |  | 2030 | 0 | 0 | 0 | 0 | 0 | 0 |  |  |  | 0 | 0 | 0 | 0 | 0 | 0 | 14.736 | 14.736 | 14.736 | 14.736 | 14.736 | 73.68 | 138 | 138 | 138 | 138 | 138 | 690 | 403 |  | 0
0 | NIASSA | SP | MUEMBE | Chiuanjota, Muembe | Refrigerator | PIS_refr | Electrolux | RCW 50 AC |  | Electricity | 2007 | Functional, needs repair |  |  |  |  | CCE to remove & replace | Non-PQS and >15 years old |  | 2023-01-31 | Sousa Ribe | PIS E3/94-M | CRF | 24 | 8 | 0 | 23.44 | 121.2 | 16 | 2023 | 2023 | 1 | 0 | 0 | 0 | 0 | 1 |  |  |  | #N/A | 0 | 0 | 0 | 0 | #N/A | #N/A | #N/A | #N/A | #N/A | #N/A | #N/A | #N/A | #N/A | #N/A | #N/A | #N/A | #N/A | 404 |  | 0
0 | NIASSA | SP | MUEMBE | Lutuesse, Muembe | Refrigerator | PQS_refr | B Medical Systems Sarl (Dometic) | TCW 80 AC |  | Electricity | 2021 | Functioning well |  |  |  |  | CCE not to replace |  | CCEOP1 | 2023-01-31 | Sousa Ribe | PQS E003/101 | ILR | 80.5 | 0 | 0 | 71.808 | 69.6 | 2 |  | 2036 | 0 | 0 | 0 | 0 | 0 | 0 |  |  |  | 0 | 0 | 0 | 0 | 0 | 0 | 71.808 | 71.808 | 71.808 | 71.808 | 71.808 | 359.04 | 69.6 | 69.6 | 69.6 | 69.6 | 69.6 | 348 | 405 |  | 0
0 | NIASSA | SP | MUEMBE | Muembe, Muembe | Refrigerator | PQS_refr | Vestfrost | MK 144 |  | Electricity | 2016 | Functioning well |  |  |  |  | CCE not to replace |  |  | 2023-01-31 | Sousa Ribe | PQS E003/022 | ILR | 48 | 0 | 0 | 14.736 | 138 | 7 |  | 2031 | 0 | 0 | 0 | 0 | 0 | 0 |  |  |  | 0 | 0 | 0 | 0 | 0 | 0 | 14.736 | 14.736 | 14.736 | 14.736 | 14.736 | 73.68 | 138 | 138 | 138 | 138 | 138 | 690 | 406 |  | 0
0 | NIASSA | SP | MUEMBE | Nzizi, Muembe | Refrigerator | PIS_refr | Electrolux | RCW 50 AC |  | Electricity | 2007 | Functional, needs repair |  |  |  |  | CCE to remove & replace | Non-PQS and >15 years old |  | 2023-01-31 | Sousa Ribe | PIS E3/94-M | CRF | 24 | 8 | 0 | 23.44 | 121.2 | 16 | 2023 | 2023 | 1 | 0 | 0 | 0 | 0 | 1 |  |  |  | #N/A | 0 | 0 | 0 | 0 | #N/A | #N/A | #N/A | #N/A | #N/A | #N/A | #N/A | #N/A | #N/A | #N/A | #N/A | #N/A | #N/A | 407 |  | 0
0 | NIASSA | LD | NGAÚMA | Depósito D. NGAÚMA | Refrigerator | PIS_refr | Electrolux | RCW 50 AC |  | Electricity | 2007 | Functional, needs repair |  |  |  |  | CCE to remove & replace | Non-PQS and >15 years old |  | 2023-01-31 | Sousa Ribe | PIS E3/94-M | CRF | 24 | 8 | 0 | 23.44 | 121.2 | 16 | 2023 | 2023 | 1 | 0 | 0 | 0 | 0 | 1 |  |  |  | #N/A | 0 | 0 | 0 | 0 | #N/A | #N/A | #N/A | #N/A | #N/A | #N/A | #N/A | #N/A | #N/A | #N/A | #N/A | #N/A | #N/A | 408 |  | 0
0 | NIASSA | LD | NGAÚMA | Depósito D. NGAÚMA | Refrigerator | PIS_refr | Electrolux | RCW 50 AC |  | Electricity | 2007 | Functional, needs repair |  |  |  |  | CCE to remove & replace | Non-PQS and >15 years old |  | 2023-01-31 | Sousa Ribe | PIS E3/94-M | CRF | 24 | 8 | 0 | 23.44 | 121.2 | 16 | 2023 | 2023 | 1 | 0 | 0 | 0 | 0 | 1 |  |  |  | #N/A | 0 | 0 | 0 | 0 | #N/A | #N/A | #N/A | #N/A | #N/A | #N/A | #N/A | #N/A | #N/A | #N/A | #N/A | #N/A | #N/A | 409 |  | 0
0 | NIASSA | SP | NGAÚMA | Centro de saude de Chicoa | Refrigerator | PQS_refr | Vestfrost | MK 144 |  | Electricity | 2016 | Functioning well |  |  |  |  | CCE not to replace |  |  | 2023-01-31 | Sousa Ribe | PQS E003/022 | ILR | 48 | 0 | 0 | 14.736 | 138 | 7 |  | 2031 | 0 | 0 | 0 | 0 | 0 | 0 |  |  |  | 0 | 0 | 0 | 0 | 0 | 0 | 14.736 | 14.736 | 14.736 | 14.736 | 14.736 | 73.68 | 138 | 138 | 138 | 138 | 138 | 690 | 410 |  | 0
0 | NIASSA | SP | NGAÚMA | Chiguaja, N'gauma | Refrigerator | PQS_refr | Vestfrost | MK 304 |  | Electricity | 2021 | Functioning well |  |  |  |  | CCE not to replace |  |  | 2023-01-31 | Sousa Ribe | PQS E003/007 | ILR | 105 | 0 | 0 | 19.032 | 192 | 2 |  | 2036 | 0 | 0 | 0 | 0 | 0 | 0 |  |  |  | 0 | 0 | 0 | 0 | 0 | 0 | 19.032 | 19.032 | 19.032 | 19.032 | 19.032 | 95.16 | 192 | 192 | 192 | 192 | 192 | 960 | 411 |  | 0
0 | NIASSA | SP | NGAÚMA | Chissimbir, N'gauma | Refrigerator | PQS_refr | Vestfrost | VLS 054A SDD Greenline |  | Solar | 2021 | Functioning well |  |  |  |  | CCE not to replace |  | CCEOP1 | 2023-01-31 | Sousa Ribe | PQS E003/106 | SDR | 55.5 | 0 | 0 | 70.176 | 52 | 2 |  | 2036 | 0 | 0 | 0 | 0 | 0 | 0 |  |  |  | 0 | 0 | 0 | 0 | 0 | 0 | 70.176 | 70.176 | 70.176 | 70.176 | 70.176 | 350.88 | 52 | 52 | 52 | 52 | 52 | 260 | 412 |  | 0
0 | NIASSA | SP | NGAÚMA | Itepela, N'gauma | Refrigerator | PQS_refr | Vestfrost | VLS 054A SDD Greenline |  | Solar | 2021 | Functioning well |  |  |  |  | CCE not to replace |  | CCEOP1 | 2023-01-31 | Sousa Ribe | PQS E003/106 | SDR | 55.5 | 0 | 0 | 70.176 | 52 | 2 |  | 2036 | 0 | 0 | 0 | 0 | 0 | 0 |  |  |  | 0 | 0 | 0 | 0 | 0 | 0 | 70.176 | 70.176 | 70.176 | 70.176 | 70.176 | 350.88 | 52 | 52 | 52 | 52 | 52 | 260 | 413 |  | 0
0 | NIASSA | SP | NGAÚMA | Luelela, N'gauma | Refrigerator | PQS_refr | Vestfrost | VLS 054A SDD Greenline |  | Solar | 2021 | Functioning well |  |  |  |  | CCE not to replace |  | CCEOP1 | 2023-01-31 | Sousa Ribe | PQS E003/106 | SDR | 55.5 | 0 | 0 | 70.176 | 52 | 2 |  | 2036 | 0 | 0 | 0 | 0 | 0 | 0 |  |  |  | 0 | 0 | 0 | 0 | 0 | 0 | 70.176 | 70.176 | 70.176 | 70.176 | 70.176 | 350.88 | 52 | 52 | 52 | 52 | 52 | 260 | 414 |  | 0
0 | NIASSA | SP | NGAÚMA | Lupalane, N'gauma | Refrigerator | PQS_refr | Vestfrost | MK 144 |  | Electricity | 2021 | Functioning well |  |  |  |  | CCE not to replace |  |  | 2023-01-31 | Sousa Ribe | PQS E003/022 | ILR | 48 | 0 | 0 | 14.736 | 138 | 2 |  | 2036 | 0 | 0 | 0 | 0 | 0 | 0 |  |  |  | 0 | 0 | 0 | 0 | 0 | 0 | 14.736 | 14.736 | 14.736 | 14.736 | 14.736 | 73.68 | 138 | 138 | 138 | 138 | 138 | 690 | 415 |  | 0
0 | NIASSA | SP | NGAÚMA | Massangulo, N'gauma | Refrigerator | PQS_refr | B Medical Systems Sarl (Dometic) | TCW 80 AC |  | Electricity | 2021 | Functioning well |  |  |  |  | CCE not to replace |  | CCEOP1 | 2023-01-31 | Sousa Ribe | PQS E003/101 | ILR | 80.5 | 0 | 0 | 71.808 | 69.6 | 2 |  | 2036 | 0 | 0 | 0 | 0 | 0 | 0 |  |  |  | 0 | 0 | 0 | 0 | 0 | 0 | 71.808 | 71.808 | 71.808 | 71.808 | 71.808 | 359.04 | 69.6 | 69.6 | 69.6 | 69.6 | 69.6 | 348 | 416 |  | 0
0 | NIASSA | SP | NGAÚMA | Ngauma, N'gauma | Refrigerator | PIS_refr | Electrolux | RCW 50 AC |  | Electricity | 2007 | Functional, needs repair |  |  |  |  | CCE to remove & replace | Non-PQS and >15 years old |  | 2023-01-31 | Sousa Ribe | PIS E3/94-M | CRF | 24 | 8 | 0 | 23.44 | 121.2 | 16 | 2023 | 2023 | 1 | 0 | 0 | 0 | 0 | 1 |  |  |  | #N/A | 0 | 0 | 0 | 0 | #N/A | #N/A | #N/A | #N/A | #N/A | #N/A | #N/A | #N/A | #N/A | #N/A | #N/A | #N/A | #N/A | 417 |  | 0
0 | NIASSA | LD | NIPEPE | Depósito D. NIPEPE | Refrigerator | PQS_refr | B Medical Systems Sarl (Dometic) | TCW 80 AC |  | Electricity | 2019 | Functioning well |  |  |  |  | CCE not to replace |  |  | 2023-01-31 | Sousa Ribe | PQS E003/101 | ILR | 80.5 | 0 | 0 | 71.808 | 69.6 | 4 |  | 2034 | 0 | 0 | 0 | 0 | 0 | 0 |  |  |  | 0 | 0 | 0 | 0 | 0 | 0 | 71.808 | 71.808 | 71.808 | 71.808 | 71.808 | 359.04 | 69.6 | 69.6 | 69.6 | 69.6 | 69.6 | 348 | 418 |  | 0
0 | NIASSA | LD | NIPEPE | Depósito D. NIPEPE | Refrigerator | PQS_refr | B Medical Systems Sarl (Dometic) | TCW 80 AC |  | Electricity | 2021 | Functioning well |  |  |  |  | CCE not to replace |  | CCEOP1 | 2023-01-31 | Sousa Ribe | PQS E003/101 | ILR | 80.5 | 0 | 0 | 71.808 | 69.6 | 2 |  | 2036 | 0 | 0 | 0 | 0 | 0 | 0 |  |  |  | 0 | 0 | 0 | 0 | 0 | 0 | 71.808 | 71.808 | 71.808 | 71.808 | 71.808 | 359.04 | 69.6 | 69.6 | 69.6 | 69.6 | 69.6 | 348 | 419 |  | 0
0 | NIASSA | LD | NIPEPE | Depósito D. NIPEPE | Refrigerator | PQS_refr | Vestfrost | VLS 404A AC |  | Electricity | 2021 | Functioning well |  |  |  |  | CCE not to replace |  | CCEOP1 | 2023-01-31 | Sousa Ribe | PQS E003/112 | ILR | 145 | 0 | 0 | 25.08 | 41.4 | 2 |  | 2036 | 0 | 0 | 0 | 0 | 0 | 0 |  |  |  | 0 | 0 | 0 | 0 | 0 | 0 | 25.08 | 25.08 | 25.08 | 25.08 | 25.08 | 125.4 | 41.4 | 41.4 | 41.4 | 41.4 | 41.4 | 207 | 420 |  | 0
0 | NIASSA | SP | NIPEPE | C.s de natil | Refrigerator | PQS_refr | Vestfrost | VLS 404A AC |  | Electricity | 2021 | Functioning well |  |  |  |  | CCE not to replace |  | CCEOP1 | 2023-01-31 | Sousa Ribe | PQS E003/112 | ILR | 145 | 0 | 0 | 25.08 | 41.4 | 2 |  | 2036 | 0 | 0 | 0 | 0 | 0 | 0 |  |  |  | 0 | 0 | 0 | 0 | 0 | 0 | 25.08 | 25.08 | 25.08 | 25.08 | 25.08 | 125.4 | 41.4 | 41.4 | 41.4 | 41.4 | 41.4 | 207 | 421 |  | 0
0 | NIASSA | SP | NIPEPE | Cheia Cheia, Nipepe | Refrigerator | PQS_refr | Vestfrost | VLS 404A AC |  | Electricity | 2021 | Functioning well |  |  |  |  | CCE not to replace |  | CCEOP1 | 2023-01-31 | Sousa Ribe | PQS E003/112 | ILR | 145 | 0 | 0 | 25.08 | 41.4 | 2 |  | 2036 | 0 | 0 | 0 | 0 | 0 | 0 |  |  |  | 0 | 0 | 0 | 0 | 0 | 0 | 25.08 | 25.08 | 25.08 | 25.08 | 25.08 | 125.4 | 41.4 | 41.4 | 41.4 | 41.4 | 41.4 | 207 | 422 |  | 0
0 | NIASSA | SP | NIPEPE | Manlia | Refrigerator | PQS_refr | B Medical Systems Sarl (Dometic) | TCW 3000 AC |  | Electricity | 2021 | Functioning well |  |  |  |  | CCE not to replace |  |  | 2023-01-31 | Sousa Ribe | PQS E003/017 | ILRorF | 150 | 150 | 0 | 62.76 | 82.2 | 2 |  | 2036 | 0 | 0 | 0 | 0 | 0 | 0 |  |  |  | 0 | 0 | 0 | 0 | 0 | 0 | 62.76 | 62.76 | 62.76 | 62.76 | 62.76 | 313.8 | 82.2 | 82.2 | 82.2 | 82.2 | 82.2 | 411 | 423 |  | 0
0 | NIASSA | SP | NIPEPE | Metarica-Lurio, Nipepe | Refrigerator | PQS_refr | Vestfrost | VLS 054A SDD Greenline |  | Solar | 2021 | Functioning well |  |  |  |  | CCE not to replace |  | CCEOP1 | 2023-01-31 | Sousa Ribe | PQS E003/106 | SDR | 55.5 | 0 | 0 | 70.176 | 52 | 2 |  | 2036 | 0 | 0 | 0 | 0 | 0 | 0 |  |  |  | 0 | 0 | 0 | 0 | 0 | 0 | 70.176 | 70.176 | 70.176 | 70.176 | 70.176 | 350.88 | 52 | 52 | 52 | 52 | 52 | 260 | 424 |  | 0
0 | NIASSA | SP | NIPEPE | Muluco, Nipepe | Refrigerator | PQS_refr | Vestfrost | VLS 054A SDD Greenline |  | Solar | 2021 | Functioning well |  |  |  |  | CCE not to replace |  | CCEOP1 | 2023-01-31 | Sousa Ribe | PQS E003/106 | SDR | 55.5 | 0 | 0 | 70.176 | 52 | 2 |  | 2036 | 0 | 0 | 0 | 0 | 0 | 0 |  |  |  | 0 | 0 | 0 | 0 | 0 | 0 | 70.176 | 70.176 | 70.176 | 70.176 | 70.176 | 350.88 | 52 | 52 | 52 | 52 | 52 | 260 | 425 |  | 0
0 | NIASSA | SP | NIPEPE | Napalavi, Nipepe | Refrigerator | PQS_refr | B Medical Systems Sarl (Dometic) | TCW 3000 AC |  | Electricity | 2021 | Functioning well |  |  |  |  | CCE not to replace |  |  | 2023-01-31 | Sousa Ribe | PQS E003/017 | ILRorF | 150 | 150 | 0 | 62.76 | 82.2 | 2 |  | 2036 | 0 | 0 | 0 | 0 | 0 | 0 |  |  |  | 0 | 0 | 0 | 0 | 0 | 0 | 62.76 | 62.76 | 62.76 | 62.76 | 62.76 | 313.8 | 82.2 | 82.2 | 82.2 | 82.2 | 82.2 | 411 | 426 |  | 0
0 | NIASSA | SP | NIPEPE | Nipepe, Nipepe | Refrigerator | PQS_refr | Vestfrost | VLS 054A SDD Greenline |  | Solar | 2021 | Functioning well |  |  |  |  | CCE not to replace |  | CCEOP1 | 2023-01-31 | Sousa Ribe | PQS E003/106 | SDR | 55.5 | 0 | 0 | 70.176 | 52 | 2 |  | 2036 | 0 | 0 | 0 | 0 | 0 | 0 |  |  |  | 0 | 0 | 0 | 0 | 0 | 0 | 70.176 | 70.176 | 70.176 | 70.176 | 70.176 | 350.88 | 52 | 52 | 52 | 52 | 52 | 260 | 427 |  | 0
0 | NIASSA | SP | NIPEPE | Nveriua, Nipepe | Refrigerator | PQS_refr | Vestfrost | VLS 054A SDD Greenline |  | Solar | 2021 | Functioning well |  |  |  |  | CCE not to replace |  | CCEOP1 | 2023-01-31 | Sousa Ribe | PQS E003/106 | SDR | 55.5 | 0 | 0 | 70.176 | 52 | 2 |  | 2036 | 0 | 0 | 0 | 0 | 0 | 0 |  |  |  | 0 | 0 | 0 | 0 | 0 | 0 | 70.176 | 70.176 | 70.176 | 70.176 | 70.176 | 350.88 | 52 | 52 | 52 | 52 | 52 | 260 | 428 |  | 0
0 | NIASSA | SP | NIPEPE | Uachila | Refrigerator | PQS_refr | Vestfrost | MK 144 |  | Electricity | 2007 | Functioning well |  |  |  |  | CCE to remove & replace | Non-PQS and >15 years old |  | 2023-01-31 | Sousa Ribe | PQS E003/022 | ILR | 48 | 0 | 0 | 14.736 | 138 | 16 | 2023 | 2023 | 1 | 0 | 0 | 0 | 0 | 1 |  |  |  | #N/A | 0 | 0 | 0 | 0 | #N/A | #N/A | #N/A | #N/A | #N/A | #N/A | #N/A | #N/A | #N/A | #N/A | #N/A | #N/A | #N/A | 429 |  | 0
0 | NIASSA | LD | SANGA | Depósito D. SANGA | Refrigerator | PQS_refr | Vestfrost | VLS 404A AC |  | Electricity | 2021 | Functioning well |  |  |  |  | CCE not to replace |  | CCEOP1 | 2023-01-31 | Sousa Ribe | PQS E003/112 | ILR | 145 | 0 | 0 | 25.08 | 41.4 | 2 |  | 2036 | 0 | 0 | 0 | 0 | 0 | 0 |  |  |  | 0 | 0 | 0 | 0 | 0 | 0 | 25.08 | 25.08 | 25.08 | 25.08 | 25.08 | 125.4 | 41.4 | 41.4 | 41.4 | 41.4 | 41.4 | 207 | 430 |  | 0
0 | NIASSA | LD | SANGA | Depósito D. SANGA | Refrigerator | PQS_refr | Vestfrost | VLS 054A SDD Greenline |  | Solar | 2021 | Functioning well |  |  |  |  | CCE not to replace |  | CCEOP1 | 2023-01-31 | Sousa Ribe | PQS E003/106 | SDR | 55.5 | 0 | 0 | 70.176 | 52 | 2 |  | 2036 | 0 | 0 | 0 | 0 | 0 | 0 |  |  |  | 0 | 0 | 0 | 0 | 0 | 0 | 70.176 | 70.176 | 70.176 | 70.176 | 70.176 | 350.88 | 52 | 52 | 52 | 52 | 52 | 260 | 431 |  | 0
0 | NIASSA | LD | SANGA | Depósito D. SANGA | Refrigerator | PQS_refr | Vestfrost | VLS 054A SDD Greenline |  | Solar | 2019 | Functioning well |  |  |  |  | CCE not to replace |  |  | 2023-01-31 | Sousa Ribe | PQS E003/106 | SDR | 55.5 | 0 | 0 | 70.176 | 52 | 4 |  | 2034 | 0 | 0 | 0 | 0 | 0 | 0 |  |  |  | 0 | 0 | 0 | 0 | 0 | 0 | 70.176 | 70.176 | 70.176 | 70.176 | 70.176 | 350.88 | 52 | 52 | 52 | 52 | 52 | 260 | 432 |  | 0
0 | NIASSA | SP | SANGA | C.S II º Congresso, Sanga | Refrigerator | PQS_refr | Vestfrost | MK 304 |  | Electricity | 2021 | Functioning well |  |  |  |  | CCE not to replace |  |  | 2023-01-31 | Sousa Ribe | PQS E003/007 | ILR | 105 | 0 | 0 | 19.032 | 192 | 2 |  | 2036 | 0 | 0 | 0 | 0 | 0 | 0 |  |  |  | 0 | 0 | 0 | 0 | 0 | 0 | 19.032 | 19.032 | 19.032 | 19.032 | 19.032 | 95.16 | 192 | 192 | 192 | 192 | 192 | 960 | 433 |  | 0
0 | NIASSA | SP | SANGA | Chitula, Sanga | Refrigerator | PIS_refr | Electrolux | RCW 50 AC |  | Electricity | 2007 | Functional, needs repair |  |  |  |  | CCE to remove & replace | Non-PQS and >15 years old |  | 2023-01-31 | Sousa Ribe | PIS E3/94-M | CRF | 24 | 8 | 0 | 23.44 | 121.2 | 16 | 2023 | 2023 | 1 | 0 | 0 | 0 | 0 | 1 |  |  |  | #N/A | 0 | 0 | 0 | 0 | #N/A | #N/A | #N/A | #N/A | #N/A | #N/A | #N/A | #N/A | #N/A | #N/A | #N/A | #N/A | #N/A | 434 |  | 0
0 | NIASSA | SP | SANGA | Licole, Sanga | Refrigerator | PQS_refr | Vestfrost | VLS 404A AC |  | Electricity | 2017 | Functional, needs repair | Yes | Yes |  |  | CCE not to replace |  |  | 2023-01-31 | Sousa Ribe | PQS E003/112 | ILR | 145 | 0 | 0 | 25.08 | 41.4 | 6 |  | 2032 | 0 | 0 | 0 | 0 | 0 | 0 |  |  |  | 0 | 0 | 0 | 0 | 0 | 0 | 25.08 | 25.08 | 25.08 | 25.08 | 25.08 | 125.4 | 41.4 | 41.4 | 41.4 | 41.4 | 41.4 | 207 | 435 |  | 0
0 | NIASSA | SP | SANGA | Lumbiza, Sanga | Refrigerator | PQS_refr | Vestfrost | VLS 404A AC |  | Electricity | 2021 | Functioning well |  |  |  |  | CCE not to replace |  | CCEOP1 | 2023-01-31 | Sousa Ribe | PQS E003/112 | ILR | 145 | 0 | 0 | 25.08 | 41.4 | 2 |  | 2036 | 0 | 0 | 0 | 0 | 0 | 0 |  |  |  | 0 | 0 | 0 | 0 | 0 | 0 | 25.08 | 25.08 | 25.08 | 25.08 | 25.08 | 125.4 | 41.4 | 41.4 | 41.4 | 41.4 | 41.4 | 207 | 436 |  | 0
0 | NIASSA | SP | SANGA | Macaloge, Sanga | Refrigerator | PQS_refr | Vestfrost | VLS 404A AC |  | Electricity | 2017 | Functioning well |  |  |  |  | CCE not to replace |  |  | 2023-01-31 | Sousa Ribe | PQS E003/112 | ILR | 145 | 0 | 0 | 25.08 | 41.4 | 6 |  | 2032 | 0 | 0 | 0 | 0 | 0 | 0 |  |  |  | 0 | 0 | 0 | 0 | 0 | 0 | 25.08 | 25.08 | 25.08 | 25.08 | 25.08 | 125.4 | 41.4 | 41.4 | 41.4 | 41.4 | 41.4 | 207 | 437 |  | 0
0 | NIASSA | SP | SANGA | Malemia, Sanga | Refrigerator | PQS_refr | Vestfrost | VLS 404A AC |  | Electricity | 2017 | Functional, needs repair | Yes | Yes |  |  | CCE not to replace |  |  | 2023-01-31 | Sousa Ribe | PQS E003/112 | ILR | 145 | 0 | 0 | 25.08 | 41.4 | 6 |  | 2032 | 0 | 0 | 0 | 0 | 0 | 0 |  |  |  | 0 | 0 | 0 | 0 | 0 | 0 | 25.08 | 25.08 | 25.08 | 25.08 | 25.08 | 125.4 | 41.4 | 41.4 | 41.4 | 41.4 | 41.4 | 207 | 438 |  | 0
0 | NIASSA | SP | SANGA | Maumbica, Sanga | Refrigerator | PQS_refr | B Medical Systems Sarl (Dometic) | TCW 80 AC |  | Electricity | 2021 | Functioning well |  |  |  |  | CCE not to replace |  | CCEOP1 | 2023-01-31 | Sousa Ribe | PQS E003/101 | ILR | 80.5 | 0 | 0 | 71.808 | 69.6 | 2 |  | 2036 | 0 | 0 | 0 | 0 | 0 | 0 |  |  |  | 0 | 0 | 0 | 0 | 0 | 0 | 71.808 | 71.808 | 71.808 | 71.808 | 71.808 | 359.04 | 69.6 | 69.6 | 69.6 | 69.6 | 69.6 | 348 | 439 |  | 0
0 | NIASSA | SP | SANGA | Mbemba, Sanga | Refrigerator | PIS_refr | Electrolux | RCW 50 AC |  | Electricity | 2007 | Functional, needs repair |  |  |  |  | CCE to remove & replace | Non-PQS and >15 years old |  | 2023-01-31 | Sousa Ribe | PIS E3/94-M | CRF | 24 | 8 | 0 | 23.44 | 121.2 | 16 | 2023 | 2023 | 1 | 0 | 0 | 0 | 0 | 1 |  |  |  | #N/A | 0 | 0 | 0 | 0 | #N/A | #N/A | #N/A | #N/A | #N/A | #N/A | #N/A | #N/A | #N/A | #N/A | #N/A | #N/A | #N/A | 440 |  | 0
0 | NIASSA | SP | SANGA | Nassenhenje, Sanga | Refrigerator | PQS_refr | Vestfrost | VLS 054A SDD Greenline |  | Solar | 2021 | Functioning well |  |  |  |  | CCE not to replace |  | CCEOP1 | 2023-01-31 | Sousa Ribe | PQS E003/106 | SDR | 55.5 | 0 | 0 | 70.176 | 52 | 2 |  | 2036 | 0 | 0 | 0 | 0 | 0 | 0 |  |  |  | 0 | 0 | 0 | 0 | 0 | 0 | 70.176 | 70.176 | 70.176 | 70.176 | 70.176 | 350.88 | 52 | 52 | 52 | 52 | 52 | 260 | 441 |  | 0
0 | NIASSA | SP | SANGA | Ngongote | Refrigerator | PQS_refr | Vestfrost | VLS 054A SDD Greenline |  | Solar | 2021 | Functioning well |  |  |  |  | CCE not to replace |  | CCEOP1 | 2023-01-31 | Sousa Ribe | PQS E003/106 | SDR | 55.5 | 0 | 0 | 70.176 | 52 | 2 |  | 2036 | 0 | 0 | 0 | 0 | 0 | 0 |  |  |  | 0 | 0 | 0 | 0 | 0 | 0 | 70.176 | 70.176 | 70.176 | 70.176 | 70.176 | 350.88 | 52 | 52 | 52 | 52 | 52 | 260 | 442 |  | 0
0 | NIASSA | SP | SANGA | Ngongote | Refrigerator | PQS_refr | Vestfrost | VLS 404A AC |  | Electricity | 2021 | Functioning well |  |  |  |  | CCE not to replace |  | CCEOP1 | 2023-01-31 | Sousa Ribe | PQS E003/112 | ILR | 145 | 0 | 0 | 25.08 | 41.4 | 2 |  | 2036 | 0 | 0 | 0 | 0 | 0 | 0 |  |  |  | 0 | 0 | 0 | 0 | 0 | 0 | 25.08 | 25.08 | 25.08 | 25.08 | 25.08 | 125.4 | 41.4 | 41.4 | 41.4 | 41.4 | 41.4 | 207 | 443 |  | 0
0 | NAMPULA | SN1 | CIDADE DE NAMPULA | Armazém Provincial de Vacinas de Nampula | WICR | WICFR | Huurre | WICR-30m3 |  | Electricity | 2015 | Functioning well |  |  |  |  | CCE not to replace |  |  | 2023-01-31 | Sousa Ribe | WICFR | WICR-30 | 7692.3077 | 0 | 0 | 535.5 | 2956.8 | 8 |  | 2030 | 0 | 0 | 0 | 0 | 0 | 0 |  |  |  | 0 | 0 | 0 | 0 | 0 | 0 | 535.5 | 535.5 | 535.5 | 535.5 | 535.5 | 2677.5 | 2956.8 | 2956.8 | 2956.8 | 2956.8 | 2956.8 | 14784 |  |  | 0
0 | NAMPULA | SN1 | CIDADE DE NAMPULA | Armazém Provincial de Vacinas de Nampula | WICR | WICFR | Huurre | WICR-20m3 |  | Electricity | 2015 | Functioning well |  |  |  |  | CCE not to replace |  |  | 2023-01-31 | Sousa Ribe | WICFR | WICR-20 | 5520 | 0 | 0 | 479 | 2486.4 | 8 |  | 2030 | 0 | 0 | 0 | 0 | 0 | 0 |  |  |  | 0 | 0 | 0 | 0 | 0 | 0 | 479 | 479 | 479 | 479 | 479 | 2395 | 2486.4 | 2486.4 | 2486.4 | 2486.4 | 2486.4 | 12432 |  |  | 0
0 | NAMPULA | SN1 | CIDADE DE NAMPULA | Armazém Provincial de Vacinas de Nampula | WIFR | WICFR | Huurre | WIFR-15m3 |  | Electricity | 2018 | Functioning well |  |  |  |  | CCE not to replace |  |  | 2023-01-31 | Sousa Ribe | WICFR | WIFR-15 | 0 | 4900 | 0 | 0 | 0 | 5 |  | 2033 | 0 | 0 | 0 | 0 | 0 | 0 |  |  |  | 0 | 0 | 0 | 0 | 0 | 0 | 0 | 0 | 0 | 0 | 0 | 0 | 0 | 0 | 0 | 0 | 0 | 0 |  |  | 0
0 | NAMPULA | SN1 | CIDADE DE NAMPULA | Armazém Provincial de Vacinas de Nampula | Freezer | PQS_freezer | Vestfrost | MF 314 |  | Electricity | 2020 | Functioning well |  |  |  |  | CCE not to replace |  | CCEOP1 | 2023-01-31 | Sousa Ribe | PQS E003/023 | VWPF | 0 | 281 | 0 | 13.752 | 253.8 | 3 |  | 2035 | 0 | 0 | 0 | 0 | 0 | 0 |  |  |  | 0 | 0 | 0 | 0 | 0 | 0 | 13.752 | 13.752 | 13.752 | 13.752 | 13.752 | 68.76 | 253.8 | 253.8 | 253.8 | 253.8 | 253.8 | 1269 |  |  | 0
0 | NAMPULA | SN1 | CIDADE DE NAMPULA | Armazém Provincial de Vacinas de Nampula | Freezer | PQS_freezer | Vestfrost | MF 314 |  | Electricity | 2020 | Functioning well |  |  |  |  | CCE not to replace |  | CCEOP1 | 2023-01-31 | Sousa Ribe | PQS E003/023 | VWPF | 0 | 281 | 0 | 13.752 | 253.8 | 3 |  | 2035 | 0 | 0 | 0 | 0 | 0 | 0 |  |  |  | 0 | 0 | 0 | 0 | 0 | 0 | 13.752 | 13.752 | 13.752 | 13.752 | 13.752 | 68.76 | 253.8 | 253.8 | 253.8 | 253.8 | 253.8 | 1269 |  |  | 0
0 | NAMPULA | SN1 | CIDADE DE NAMPULA | Armazém Provincial de Vacinas de Nampula | Refrigerator | PQS_refr | B Medical Systems Sarl (Dometic) | TCW 2000 AC |  | Electricity | 2018 | Functioning well |  |  |  |  | CCE not to replace |  |  | 2023-01-31 | Sousa Ribe | PQS E003/014 | ILRF | 60 | 12 | 0 | 60.216 | 112.2 | 5 |  | 2033 | 0 | 0 | 0 | 0 | 0 | 0 |  |  |  | 0 | 0 | 0 | 0 | 0 | 0 | 60.216 | 60.216 | 60.216 | 60.216 | 60.216 | 301.08 | 112.2 | 112.2 | 112.2 | 112.2 | 112.2 | 561 |  |  | 0
0 | NAMPULA | SN1 | CIDADE DE NAMPULA | Armazém Provincial de Vacinas de Nampula | Refrigerator | PQS_refr | B Medical Systems Sarl (Dometic) | TCW 2000 AC |  | Electricity | 2018 | Functioning well |  |  |  |  | CCE not to replace |  |  | 2023-01-31 | Sousa Ribe | PQS E003/014 | ILRF | 60 | 12 | 0 | 60.216 | 112.2 | 5 |  | 2033 | 0 | 0 | 0 | 0 | 0 | 0 |  |  |  | 0 | 0 | 0 | 0 | 0 | 0 | 60.216 | 60.216 | 60.216 | 60.216 | 60.216 | 301.08 | 112.2 | 112.2 | 112.2 | 112.2 | 112.2 | 561 |  |  | 0
0 | NAMPULA | LD | ANGOCHE | Depósito D. ANGOCHE "Intermediário" | WICR | WICFR | Porkka | WICR-20m3 |  | Electricity | 2023 | Functioning well |  |  |  |  | CCE not to replace |  |  | 2023-01-31 | Sousa Ribe | WICFR | WICR-20 | 5520 | 0 | 0 | 479 | 2486.4 | 0 |  | 2038 | 0 | 0 | 0 | 0 | 0 | 0 |  |  |  | 0 | 0 | 0 | 0 | 0 | 0 | 479 | 479 | 479 | 479 | 479 | 2395 | 2486.4 | 2486.4 | 2486.4 | 2486.4 | 2486.4 | 12432 | 451 |  | 0
0 | NAMPULA | LD | ANGOCHE | Depósito D. ANGOCHE "Intermediário" | Freezer | PQS_freezer | Vestfrost | MF 314 |  | Electricity | 2021 | Functioning well |  |  |  |  | CCE not to replace |  | CCEOP1 | 2023-01-31 | Sousa Ribe | PQS E003/023 | VWPF | 0 | 281 | 0 | 13.752 | 253.8 | 2 |  | 2036 | 0 | 0 | 0 | 0 | 0 | 0 |  |  |  | 0 | 0 | 0 | 0 | 0 | 0 | 13.752 | 13.752 | 13.752 | 13.752 | 13.752 | 68.76 | 253.8 | 253.8 | 253.8 | 253.8 | 253.8 | 1269 | 452 |  | 0
0 | NAMPULA | LD | ANGOCHE | Depósito D. ANGOCHE "Intermediário" | Freezer | PQS_freezer | Vestfrost | MF 314 |  | Electricity | 2021 | Functioning well |  |  |  |  | CCE not to replace |  | CCEOP1 | 2023-01-31 | Sousa Ribe | PQS E003/023 | VWPF | 0 | 281 | 0 | 13.752 | 253.8 | 2 |  | 2036 | 0 | 0 | 0 | 0 | 0 | 0 |  |  |  | 0 | 0 | 0 | 0 | 0 | 0 | 13.752 | 13.752 | 13.752 | 13.752 | 13.752 | 68.76 | 253.8 | 253.8 | 253.8 | 253.8 | 253.8 | 1269 | 453 |  | 0
0 | NAMPULA | LD | ANGOCHE | Depósito D. ANGOCHE "Intermediário" | Refrigerator | PQS_refr | Vestfrost | VLS 404A AC |  | Electricity | 2017 | Functional, needs repair | Yes | Yes |  |  | CCE not to replace |  |  | 2023-01-31 | Sousa Ribe | PQS E003/112 | ILR | 145 | 0 | 0 | 25.08 | 41.4 | 6 |  | 2032 | 0 | 0 | 0 | 0 | 0 | 0 |  |  |  | 0 | 0 | 0 | 0 | 0 | 0 | 25.08 | 25.08 | 25.08 | 25.08 | 25.08 | 125.4 | 41.4 | 41.4 | 41.4 | 41.4 | 41.4 | 207 | 454 |  | 0
0 | NAMPULA | LD | ANGOCHE | Depósito D. ANGOCHE "Intermediário" | Refrigerator | PQS_refr | Vestfrost | VLS 404A AC |  | Electricity | 2021 | Functioning well |  |  |  |  | CCE not to replace |  | CCEOP1 | 2023-01-31 | Sousa Ribe | PQS E003/112 | ILR | 145 | 0 | 0 | 25.08 | 41.4 | 2 |  | 2036 | 0 | 0 | 0 | 0 | 0 | 0 |  |  |  | 0 | 0 | 0 | 0 | 0 | 0 | 25.08 | 25.08 | 25.08 | 25.08 | 25.08 | 125.4 | 41.4 | 41.4 | 41.4 | 41.4 | 41.4 | 207 | 455 |  | 0
0 | NAMPULA | LD | ANGOCHE | Depósito D. ANGOCHE "Intermediário" | Refrigerator | PQS_refr | Vestfrost | VLS 404A AC |  | Electricity | 2021 | Functioning well |  |  |  |  | CCE not to replace |  | CCEOP1 | 2023-01-31 | Sousa Ribe | PQS E003/112 | ILR | 145 | 0 | 0 | 25.08 | 41.4 | 2 |  | 2036 | 0 | 0 | 0 | 0 | 0 | 0 |  |  |  | 0 | 0 | 0 | 0 | 0 | 0 | 25.08 | 25.08 | 25.08 | 25.08 | 25.08 | 125.4 | 41.4 | 41.4 | 41.4 | 41.4 | 41.4 | 207 | 456 |  | 0
0 | NAMPULA | SP | ANGOCHE | CS Abue | Refrigerator | PQS_refr | Vestfrost | VLS 054A SDD Greenline |  | Solar | 2021 | Functioning well |  |  |  |  | CCE not to replace |  | CCEOP1 | 2023-01-31 | Sousa Ribe | PQS E003/106 | SDR | 55.5 | 0 | 0 | 70.176 | 52 | 2 |  | 2036 | 0 | 0 | 0 | 0 | 0 | 0 |  |  |  | 0 | 0 | 0 | 0 | 0 | 0 | 70.176 | 70.176 | 70.176 | 70.176 | 70.176 | 350.88 | 52 | 52 | 52 | 52 | 52 | 260 | 457 |  | 0
0 | NAMPULA | SP | ANGOCHE | CS Catamoio | Refrigerator | PQS_refr | Vestfrost | VLS 054A SDD Greenline |  | Solar | 2019 | Functioning well |  |  |  |  | CCE not to replace |  |  | 2023-01-31 | Sousa Ribe | PQS E003/106 | SDR | 55.5 | 0 | 0 | 70.176 | 52 | 4 |  | 2034 | 0 | 0 | 0 | 0 | 0 | 0 |  |  |  | 0 | 0 | 0 | 0 | 0 | 0 | 70.176 | 70.176 | 70.176 | 70.176 | 70.176 | 350.88 | 52 | 52 | 52 | 52 | 52 | 260 | 458 |  | 0
0 | NAMPULA | SP | ANGOCHE | CS Gelo | Refrigerator | PQS_refr | Vestfrost | VLS 054A SDD Greenline |  | Solar | 2019 | Functioning well |  |  |  |  | CCE not to replace |  |  | 2023-01-31 | Sousa Ribe | PQS E003/106 | SDR | 55.5 | 0 | 0 | 70.176 | 52 | 4 |  | 2034 | 0 | 0 | 0 | 0 | 0 | 0 |  |  |  | 0 | 0 | 0 | 0 | 0 | 0 | 70.176 | 70.176 | 70.176 | 70.176 | 70.176 | 350.88 | 52 | 52 | 52 | 52 | 52 | 260 | 459 |  | 0
0 | NAMPULA | SP | ANGOCHE | CS Inguri | Refrigerator | PQS_refr | Vestfrost | VLS 404A AC |  | Electricity | 2021 | Functioning well |  |  |  |  | CCE not to replace |  | CCEOP1 | 2023-01-31 | Sousa Ribe | PQS E003/112 | ILR | 145 | 0 | 0 | 25.08 | 41.4 | 2 |  | 2036 | 0 | 0 | 0 | 0 | 0 | 0 |  |  |  | 0 | 0 | 0 | 0 | 0 | 0 | 25.08 | 25.08 | 25.08 | 25.08 | 25.08 | 125.4 | 41.4 | 41.4 | 41.4 | 41.4 | 41.4 | 207 | 460 |  | 0
0 | NAMPULA | SP | ANGOCHE | CS Josina Machel | Refrigerator | PQS_refr | Vestfrost | VLS 404A AC |  | Electricity | 2021 | Functioning well |  |  |  |  | CCE not to replace |  | CCEOP1 | 2023-01-31 | Sousa Ribe | PQS E003/112 | ILR | 145 | 0 | 0 | 25.08 | 41.4 | 2 |  | 2036 | 0 | 0 | 0 | 0 | 0 | 0 |  |  |  | 0 | 0 | 0 | 0 | 0 | 0 | 25.08 | 25.08 | 25.08 | 25.08 | 25.08 | 125.4 | 41.4 | 41.4 | 41.4 | 41.4 | 41.4 | 207 | 461 |  | 0
0 | NAMPULA | SP | ANGOCHE | CS Malatane | Refrigerator | PQS_refr | Vestfrost | VLS 404A AC |  | Electricity | 2021 | Functioning well |  |  |  |  | CCE not to replace |  | CCEOP1 | 2023-01-31 | Sousa Ribe | PQS E003/112 | ILR | 145 | 0 | 0 | 25.08 | 41.4 | 2 |  | 2036 | 0 | 0 | 0 | 0 | 0 | 0 |  |  |  | 0 | 0 | 0 | 0 | 0 | 0 | 25.08 | 25.08 | 25.08 | 25.08 | 25.08 | 125.4 | 41.4 | 41.4 | 41.4 | 41.4 | 41.4 | 207 | 462 |  | 0
0 | NAMPULA | SP | ANGOCHE | CS Mepapata | Refrigerator | PQS_refr | Vestfrost | VLS 054A SDD Greenline |  | Solar | 2019 | Functioning well |  |  |  |  | CCE not to replace |  |  | 2023-01-31 | Sousa Ribe | PQS E003/106 | SDR | 55.5 | 0 | 0 | 70.176 | 52 | 4 |  | 2034 | 0 | 0 | 0 | 0 | 0 | 0 |  |  |  | 0 | 0 | 0 | 0 | 0 | 0 | 70.176 | 70.176 | 70.176 | 70.176 | 70.176 | 350.88 | 52 | 52 | 52 | 52 | 52 | 260 | 463 |  | 0
0 | NAMPULA | SP | ANGOCHE | Cs Mirepe | Refrigerator | PQS_refr | Vestfrost | VLS 054A SDD Greenline |  | Solar | 2019 | Functioning well |  |  |  |  | CCE not to replace |  |  | 2023-01-31 | Sousa Ribe | PQS E003/106 | SDR | 55.5 | 0 | 0 | 70.176 | 52 | 4 |  | 2034 | 0 | 0 | 0 | 0 | 0 | 0 |  |  |  | 0 | 0 | 0 | 0 | 0 | 0 | 70.176 | 70.176 | 70.176 | 70.176 | 70.176 | 350.88 | 52 | 52 | 52 | 52 | 52 | 260 | 464 |  | 0
0 | NAMPULA | SP | ANGOCHE | CS Mirrere | Refrigerator | PQS_refr | Vestfrost | VLS 054A SDD Greenline |  | Solar | 2019 | Functioning well |  |  |  |  | CCE not to replace |  |  | 2023-01-31 | Sousa Ribe | PQS E003/106 | SDR | 55.5 | 0 | 0 | 70.176 | 52 | 4 |  | 2034 | 0 | 0 | 0 | 0 | 0 | 0 |  |  |  | 0 | 0 | 0 | 0 | 0 | 0 | 70.176 | 70.176 | 70.176 | 70.176 | 70.176 | 350.88 | 52 | 52 | 52 | 52 | 52 | 260 | 465 |  | 0
0 | NAMPULA | SP | ANGOCHE | CS Mucual | Refrigerator | PQS_refr | Vestfrost | VLS 054A SDD Greenline |  | Solar | 2019 | Functioning well |  |  |  |  | CCE not to replace |  |  | 2023-01-31 | Sousa Ribe | PQS E003/106 | SDR | 55.5 | 0 | 0 | 70.176 | 52 | 4 |  | 2034 | 0 | 0 | 0 | 0 | 0 | 0 |  |  |  | 0 | 0 | 0 | 0 | 0 | 0 | 70.176 | 70.176 | 70.176 | 70.176 | 70.176 | 350.88 | 52 | 52 | 52 | 52 | 52 | 260 | 466 |  | 0
0 | NAMPULA | SP | ANGOCHE | CS Nacopa | Refrigerator | PQS_refr | Vestfrost | VLS 056 RF SDD |  | Solar | 2021 | Functioning well |  |  |  |  | CCE not to replace |  | CCEOP1 | 2023-01-31 | Sousa Ribe | PQS E003/092 | SDRF | 36 | 34.3 | 0 | 116.04 | 52 | 2 |  | 2036 | 0 | 0 | 0 | 0 | 0 | 0 |  |  |  | 0 | 0 | 0 | 0 | 0 | 0 | 116.04 | 116.04 | 116.04 | 116.04 | 116.04 | 580.2 | 52 | 52 | 52 | 52 | 52 | 260 | 467 |  | 0
0 | NAMPULA | SP | ANGOCHE | CS Namaponda | Refrigerator | PQS_refr | Vestfrost | VLS 056 RF SDD |  | Solar | 2021 | Functioning well |  |  |  |  | CCE not to replace |  | CCEOP1 | 2023-01-31 | Sousa Ribe | PQS E003/092 | SDRF | 36 | 34.3 | 0 | 116.04 | 52 | 2 |  | 2036 | 0 | 0 | 0 | 0 | 0 | 0 |  |  |  | 0 | 0 | 0 | 0 | 0 | 0 | 116.04 | 116.04 | 116.04 | 116.04 | 116.04 | 580.2 | 52 | 52 | 52 | 52 | 52 | 260 | 468 |  | 0
0 | NAMPULA | SP | ANGOCHE | CS Namitoria | Refrigerator | PQS_refr | Vestfrost | VLS 056 RF SDD |  | Solar | 2021 | Functioning well |  |  |  |  | CCE not to replace |  | CCEOP1 | 2023-01-31 | Sousa Ribe | PQS E003/092 | SDRF | 36 | 34.3 | 0 | 116.04 | 52 | 2 |  | 2036 | 0 | 0 | 0 | 0 | 0 | 0 |  |  |  | 0 | 0 | 0 | 0 | 0 | 0 | 116.04 | 116.04 | 116.04 | 116.04 | 116.04 | 580.2 | 52 | 52 | 52 | 52 | 52 | 260 | 469 |  | 0
0 | NAMPULA | SP | ANGOCHE | CS Napruma | Refrigerator | PQS_refr | Vestfrost | VLS 056 RF SDD |  | Solar | 2021 | Functioning well |  |  |  |  | CCE not to replace |  | CCEOP1 | 2023-01-31 | Sousa Ribe | PQS E003/092 | SDRF | 36 | 34.3 | 0 | 116.04 | 52 | 2 |  | 2036 | 0 | 0 | 0 | 0 | 0 | 0 |  |  |  | 0 | 0 | 0 | 0 | 0 | 0 | 116.04 | 116.04 | 116.04 | 116.04 | 116.04 | 580.2 | 52 | 52 | 52 | 52 | 52 | 260 | 470 |  | 0
0 | NAMPULA | SP | ANGOCHE | CS Natir | Refrigerator | PQS_refr | Vestfrost | VLS 056 RF SDD |  | Solar | 2021 | Functioning well |  |  |  |  | CCE not to replace |  | CCEOP1 | 2023-01-31 | Sousa Ribe | PQS E003/092 | SDRF | 36 | 34.3 | 0 | 116.04 | 52 | 2 |  | 2036 | 0 | 0 | 0 | 0 | 0 | 0 |  |  |  | 0 | 0 | 0 | 0 | 0 | 0 | 116.04 | 116.04 | 116.04 | 116.04 | 116.04 | 580.2 | 52 | 52 | 52 | 52 | 52 | 260 | 471 |  | 0
0 | NAMPULA | SP | ANGOCHE | CS Quelelene | Refrigerator | PQS_refr | Vestfrost | VLS 056 RF SDD |  | Solar | 2021 | Functioning well |  |  |  |  | CCE not to replace |  | CCEOP1 | 2023-01-31 | Sousa Ribe | PQS E003/092 | SDRF | 36 | 34.3 | 0 | 116.04 | 52 | 2 |  | 2036 | 0 | 0 | 0 | 0 | 0 | 0 |  |  |  | 0 | 0 | 0 | 0 | 0 | 0 | 116.04 | 116.04 | 116.04 | 116.04 | 116.04 | 580.2 | 52 | 52 | 52 | 52 | 52 | 260 | 472 |  | 0
0 | NAMPULA | SP | ANGOCHE | CS Quilua | Refrigerator | PQS_refr | Vestfrost | VLS 056 RF SDD |  | Solar | 2021 | Functioning well |  |  |  |  | CCE not to replace |  | CCEOP1 | 2023-01-31 | Sousa Ribe | PQS E003/092 | SDRF | 36 | 34.3 | 0 | 116.04 | 52 | 2 |  | 2036 | 0 | 0 | 0 | 0 | 0 | 0 |  |  |  | 0 | 0 | 0 | 0 | 0 | 0 | 116.04 | 116.04 | 116.04 | 116.04 | 116.04 | 580.2 | 52 | 52 | 52 | 52 | 52 | 260 | 473 |  | 0
0 | NAMPULA | SP | ANGOCHE | CS Sangage | Refrigerator | PQS_refr | Vestfrost | VLS 056 RF SDD |  | Solar | 2021 | Functioning well |  |  |  |  | CCE not to replace |  | CCEOP1 | 2023-01-31 | Sousa Ribe | PQS E003/092 | SDRF | 36 | 34.3 | 0 | 116.04 | 52 | 2 |  | 2036 | 0 | 0 | 0 | 0 | 0 | 0 |  |  |  | 0 | 0 | 0 | 0 | 0 | 0 | 116.04 | 116.04 | 116.04 | 116.04 | 116.04 | 580.2 | 52 | 52 | 52 | 52 | 52 | 260 | 474 |  | 0
0 | NAMPULA | SP | ANGOCHE | HR Angoche | Freezer | PQS_freezer | Vestfrost | MF 314 |  | Electricity | 2021 | Functioning well |  |  |  |  | CCE not to replace |  | CCEOP1 | 2023-01-31 | Sousa Ribe | PQS E003/023 | VWPF | 0 | 281 | 0 | 13.752 | 253.8 | 2 |  | 2036 | 0 | 0 | 0 | 0 | 0 | 0 |  |  |  | 0 | 0 | 0 | 0 | 0 | 0 | 13.752 | 13.752 | 13.752 | 13.752 | 13.752 | 68.76 | 253.8 | 253.8 | 253.8 | 253.8 | 253.8 | 1269 | 475 |  | 0
0 | NAMPULA | SP | ANGOCHE | HR Angoche | Refrigerator | PQS_refr | Vestfrost | VLS 404A AC |  | Electricity | 2021 | Functioning well |  |  |  |  | CCE not to replace |  | CCEOP1 | 2023-01-31 | Sousa Ribe | PQS E003/112 | ILR | 145 | 0 | 0 | 25.08 | 41.4 | 2 |  | 2036 | 0 | 0 | 0 | 0 | 0 | 0 |  |  |  | 0 | 0 | 0 | 0 | 0 | 0 | 25.08 | 25.08 | 25.08 | 25.08 | 25.08 | 125.4 | 41.4 | 41.4 | 41.4 | 41.4 | 41.4 | 207 | 476 |  | 0
0 | NAMPULA | LD | NAMPULA | Depósito D. CIDADE DE NAMPULA | Refrigerator | PQS_refr | Vestfrost | VLS 404A AC |  | Electricity | 2019 | Functioning well |  |  |  |  | CCE not to replace |  |  | 2023-01-31 | Sousa Ribe | PQS E003/112 | ILR | 145 | 0 | 0 | 25.08 | 41.4 | 4 |  | 2034 | 0 | 0 | 0 | 0 | 0 | 0 |  |  |  | 0 | 0 | 0 | 0 | 0 | 0 | 25.08 | 25.08 | 25.08 | 25.08 | 25.08 | 125.4 | 41.4 | 41.4 | 41.4 | 41.4 | 41.4 | 207 | 477 |  | 0
0 | NAMPULA | LD | NAMPULA | Depósito D. CIDADE DE NAMPULA | Refrigerator | PQS_refr | Vestfrost | VLS 404A AC |  | Electricity | 2019 | Functioning well |  |  |  |  | CCE not to replace |  |  | 2023-01-31 | Sousa Ribe | PQS E003/112 | ILR | 145 | 0 | 0 | 25.08 | 41.4 | 4 |  | 2034 | 0 | 0 | 0 | 0 | 0 | 0 |  |  |  | 0 | 0 | 0 | 0 | 0 | 0 | 25.08 | 25.08 | 25.08 | 25.08 | 25.08 | 125.4 | 41.4 | 41.4 | 41.4 | 41.4 | 41.4 | 207 | 478 |  | 0
0 | NAMPULA | LD | NAMPULA | Depósito D. CIDADE DE NAMPULA | Freezer | PQS_freezer | Vestfrost | MF 314 |  | Electricity | 2021 | Functioning well |  |  |  |  | CCE not to replace |  | CCEOP1 | 2023-01-31 | Sousa Ribe | PQS E003/023 | VWPF | 0 | 281 | 0 | 13.752 | 253.8 | 2 |  | 2036 | 0 | 0 | 0 | 0 | 0 | 0 |  |  |  | 0 | 0 | 0 | 0 | 0 | 0 | 13.752 | 13.752 | 13.752 | 13.752 | 13.752 | 68.76 | 253.8 | 253.8 | 253.8 | 253.8 | 253.8 | 1269 | 479 |  | 0
0 | NAMPULA | SP | NAMPULA | Centro de Saude de Anchilo | Refrigerator | PQS_refr | B Medical Systems Sarl (Dometic) | TCW 80 AC |  | Electricity | 2020 | Functioning well |  |  |  |  | CCE not to replace |  | CCEOP1 | 2023-01-31 | Sousa Ribe | PQS E003/101 | ILR | 80.5 | 0 | 0 | 71.808 | 69.6 | 3 |  | 2035 | 0 | 0 | 0 | 0 | 0 | 0 |  |  |  | 0 | 0 | 0 | 0 | 0 | 0 | 71.808 | 71.808 | 71.808 | 71.808 | 71.808 | 359.04 | 69.6 | 69.6 | 69.6 | 69.6 | 69.6 | 348 | 480 |  | 0
0 | NAMPULA | SP | NAMPULA | Centro de Saude de Marratane | Refrigerator | PQS_refr | B Medical Systems Sarl (Dometic) | TCW 80 AC |  | Electricity | 2019 | Functioning well |  |  |  |  | CCE not to replace |  |  | 2023-01-31 | Sousa Ribe | PQS E003/101 | ILR | 80.5 | 0 | 0 | 71.808 | 69.6 | 4 |  | 2034 | 0 | 0 | 0 | 0 | 0 | 0 |  |  |  | 0 | 0 | 0 | 0 | 0 | 0 | 71.808 | 71.808 | 71.808 | 71.808 | 71.808 | 359.04 | 69.6 | 69.6 | 69.6 | 69.6 | 69.6 | 348 | 481 |  | 0
0 | NAMPULA | SP | NAMPULA | Centro de Saude de Mutava Rex | Refrigerator | PQS_refr | B Medical Systems Sarl (Dometic) | TCW 80 AC |  | Electricity | 2020 | Functioning well |  |  |  |  | CCE not to replace |  | CCEOP1 | 2023-01-31 | Sousa Ribe | PQS E003/101 | ILR | 80.5 | 0 | 0 | 71.808 | 69.6 | 3 |  | 2035 | 0 | 0 | 0 | 0 | 0 | 0 |  |  |  | 0 | 0 | 0 | 0 | 0 | 0 | 71.808 | 71.808 | 71.808 | 71.808 | 71.808 | 359.04 | 69.6 | 69.6 | 69.6 | 69.6 | 69.6 | 348 | 482 |  | 0
0 | NAMPULA | SP | NAMPULA | Centro de Saude de Namachilo | Refrigerator | PQS_refr | B Medical Systems Sarl (Dometic) | TCW 80 AC |  | Electricity | 2020 | Functioning well |  |  |  |  | CCE not to replace |  | CCEOP1 | 2023-01-31 | Sousa Ribe | PQS E003/101 | ILR | 80.5 | 0 | 0 | 71.808 | 69.6 | 3 |  | 2035 | 0 | 0 | 0 | 0 | 0 | 0 |  |  |  | 0 | 0 | 0 | 0 | 0 | 0 | 71.808 | 71.808 | 71.808 | 71.808 | 71.808 | 359.04 | 69.6 | 69.6 | 69.6 | 69.6 | 69.6 | 348 | 483 |  | 0
0 | NAMPULA | SP | NAMPULA | Centro de Saude de Namiepe | Refrigerator | PQS_refr | B Medical Systems Sarl (Dometic) | TCW 80 AC |  | Electricity | 2020 | Functioning well |  |  |  |  | CCE not to replace |  | CCEOP1 | 2023-01-31 | Sousa Ribe | PQS E003/101 | ILR | 80.5 | 0 | 0 | 71.808 | 69.6 | 3 |  | 2035 | 0 | 0 | 0 | 0 | 0 | 0 |  |  |  | 0 | 0 | 0 | 0 | 0 | 0 | 71.808 | 71.808 | 71.808 | 71.808 | 71.808 | 359.04 | 69.6 | 69.6 | 69.6 | 69.6 | 69.6 | 348 | 484 |  | 0
0 | NAMPULA | SP | NAMPULA | Centro de Saude de Namigonha | Refrigerator | PQS_refr | B Medical Systems Sarl (Dometic) | TCW 80 AC |  | Electricity | 2019 | Functioning well |  |  |  |  | CCE not to replace |  |  | 2023-01-31 | Sousa Ribe | PQS E003/101 | ILR | 80.5 | 0 | 0 | 71.808 | 69.6 | 4 |  | 2034 | 0 | 0 | 0 | 0 | 0 | 0 |  |  |  | 0 | 0 | 0 | 0 | 0 | 0 | 71.808 | 71.808 | 71.808 | 71.808 | 71.808 | 359.04 | 69.6 | 69.6 | 69.6 | 69.6 | 69.6 | 348 | 485 |  | 0
0 | NAMPULA | SP | NAMPULA | Centro de Saude de Saua Saua | Refrigerator | PQS_refr | Vestfrost | VLS 404A AC |  | Electricity | 2019 | Functioning well |  |  |  |  | CCE not to replace |  |  | 2023-01-31 | Sousa Ribe | PQS E003/112 | ILR | 145 | 0 | 0 | 25.08 | 41.4 | 4 |  | 2034 | 0 | 0 | 0 | 0 | 0 | 0 |  |  |  | 0 | 0 | 0 | 0 | 0 | 0 | 25.08 | 25.08 | 25.08 | 25.08 | 25.08 | 125.4 | 41.4 | 41.4 | 41.4 | 41.4 | 41.4 | 207 | 486 |  | 0
0 | NAMPULA | SP | NAMPULA | Cs 1° de Maio | Refrigerator | PQS_refr | Vestfrost | VLS 404A AC |  | Electricity | 2019 | Functioning well |  |  |  |  | CCE not to replace |  |  | 2023-01-31 | Sousa Ribe | PQS E003/112 | ILR | 145 | 0 | 0 | 25.08 | 41.4 | 4 |  | 2034 | 0 | 0 | 0 | 0 | 0 | 0 |  |  |  | 0 | 0 | 0 | 0 | 0 | 0 | 25.08 | 25.08 | 25.08 | 25.08 | 25.08 | 125.4 | 41.4 | 41.4 | 41.4 | 41.4 | 41.4 | 207 | 487 |  | 0
0 | NAMPULA | SP | NAMPULA | CS 25 DE Setembro | Refrigerator | PQS_refr | Vestfrost | VLS 404A AC |  | Electricity | 2019 | Functioning well |  |  |  |  | CCE not to replace |  |  | 2023-01-31 | Sousa Ribe | PQS E003/112 | ILR | 145 | 0 | 0 | 25.08 | 41.4 | 4 |  | 2034 | 0 | 0 | 0 | 0 | 0 | 0 |  |  |  | 0 | 0 | 0 | 0 | 0 | 0 | 25.08 | 25.08 | 25.08 | 25.08 | 25.08 | 125.4 | 41.4 | 41.4 | 41.4 | 41.4 | 41.4 | 207 | 488 |  | 0
0 | NAMPULA | SP | NAMPULA | CS ANEXO | Refrigerator | PQS_refr | Vestfrost | VLS 404A AC |  | Electricity | 2020 | Functioning well |  |  |  |  | CCE not to replace |  | CCEOP1 | 2023-01-31 | Sousa Ribe | PQS E003/112 | ILR | 145 | 0 | 0 | 25.08 | 41.4 | 3 |  | 2035 | 0 | 0 | 0 | 0 | 0 | 0 |  |  |  | 0 | 0 | 0 | 0 | 0 | 0 | 25.08 | 25.08 | 25.08 | 25.08 | 25.08 | 125.4 | 41.4 | 41.4 | 41.4 | 41.4 | 41.4 | 207 | 489 |  | 0
0 | NAMPULA | SP | NAMPULA | CS Mucuache | Refrigerator | PQS_refr | Vestfrost | VLS 404A AC |  | Electricity | 2020 | Functioning well |  |  |  |  | CCE not to replace |  | CCEOP1 | 2023-01-31 | Sousa Ribe | PQS E003/112 | ILR | 145 | 0 | 0 | 25.08 | 41.4 | 3 |  | 2035 | 0 | 0 | 0 | 0 | 0 | 0 |  |  |  | 0 | 0 | 0 | 0 | 0 | 0 | 25.08 | 25.08 | 25.08 | 25.08 | 25.08 | 125.4 | 41.4 | 41.4 | 41.4 | 41.4 | 41.4 | 207 | 490 |  | 0
0 | NAMPULA | SP | NAMPULA | CS Muhala Expansao | Refrigerator | PQS_refr | B Medical Systems Sarl (Dometic) | TCW 80 AC |  | Electricity | 2020 | Functioning well |  |  |  |  | CCE not to replace |  | CCEOP1 | 2023-01-31 | Sousa Ribe | PQS E003/101 | ILR | 80.5 | 0 | 0 | 71.808 | 69.6 | 3 |  | 2035 | 0 | 0 | 0 | 0 | 0 | 0 |  |  |  | 0 | 0 | 0 | 0 | 0 | 0 | 71.808 | 71.808 | 71.808 | 71.808 | 71.808 | 359.04 | 69.6 | 69.6 | 69.6 | 69.6 | 69.6 | 348 | 491 |  | 0
0 | NAMPULA | SP | NAMPULA | CS Namicopo | Refrigerator | PQS_refr | B Medical Systems Sarl (Dometic) | TCW 80 AC |  | Electricity | 2020 | Functioning well |  |  |  |  | CCE not to replace |  | CCEOP1 | 2023-01-31 | Sousa Ribe | PQS E003/101 | ILR | 80.5 | 0 | 0 | 71.808 | 69.6 | 3 |  | 2035 | 0 | 0 | 0 | 0 | 0 | 0 |  |  |  | 0 | 0 | 0 | 0 | 0 | 0 | 71.808 | 71.808 | 71.808 | 71.808 | 71.808 | 359.04 | 69.6 | 69.6 | 69.6 | 69.6 | 69.6 | 348 | 492 |  | 0
0 | NAMPULA | SP | NAMPULA | CS Namutequeliua | Refrigerator | PQS_refr | B Medical Systems Sarl (Dometic) | TCW 80 AC |  | Electricity | 2020 | Functioning well |  |  |  |  | CCE not to replace |  | CCEOP1 | 2023-01-31 | Sousa Ribe | PQS E003/101 | ILR | 80.5 | 0 | 0 | 71.808 | 69.6 | 3 |  | 2035 | 0 | 0 | 0 | 0 | 0 | 0 |  |  |  | 0 | 0 | 0 | 0 | 0 | 0 | 71.808 | 71.808 | 71.808 | 71.808 | 71.808 | 359.04 | 69.6 | 69.6 | 69.6 | 69.6 | 69.6 | 348 | 493 |  | 0
0 | NAMPULA | SP | NAMPULA | CS Napipine | Refrigerator | PQS_refr | B Medical Systems Sarl (Dometic) | TCW 80 AC |  | Electricity | 2020 | Functioning well |  |  |  |  | CCE not to replace |  | CCEOP1 | 2023-01-31 | Sousa Ribe | PQS E003/101 | ILR | 80.5 | 0 | 0 | 71.808 | 69.6 | 3 |  | 2035 | 0 | 0 | 0 | 0 | 0 | 0 |  |  |  | 0 | 0 | 0 | 0 | 0 | 0 | 71.808 | 71.808 | 71.808 | 71.808 | 71.808 | 359.04 | 69.6 | 69.6 | 69.6 | 69.6 | 69.6 | 348 | 494 |  | 0
0 | NAMPULA | SP | NAMPULA | CS Niarro | Refrigerator | PQS_refr | B Medical Systems Sarl (Dometic) | TCW 80 AC |  | Electricity | 2020 | Functioning well |  |  |  |  | CCE not to replace |  | CCEOP1 | 2023-01-31 | Sousa Ribe | PQS E003/101 | ILR | 80.5 | 0 | 0 | 71.808 | 69.6 | 3 |  | 2035 | 0 | 0 | 0 | 0 | 0 | 0 |  |  |  | 0 | 0 | 0 | 0 | 0 | 0 | 71.808 | 71.808 | 71.808 | 71.808 | 71.808 | 359.04 | 69.6 | 69.6 | 69.6 | 69.6 | 69.6 | 348 | 495 |  | 0
0 | NAMPULA | SP | NAMPULA | H.G.Marrere | Refrigerator | PIS_refr | Electrolux | RCW 50 AC |  | Electricity | 2007 | Functional, needs repair |  |  |  |  | CCE to remove & replace | Non-PQS and >15 years old |  | 2023-01-31 | Sousa Ribe | PIS E3/94-M | CRF | 24 | 8 | 0 | 23.44 | 121.2 | 16 | 2023 | 2023 | 1 | 0 | 0 | 0 | 0 | 1 |  |  |  | #N/A | 0 | 0 | 0 | 0 | #N/A | #N/A | #N/A | #N/A | #N/A | #N/A | #N/A | #N/A | #N/A | #N/A | #N/A | #N/A | #N/A | 496 |  | 0
0 | NAMPULA | SP | NAMPULA | Hospital Militar | Refrigerator | PIS_refr | Electrolux | RCW 50 AC |  | Electricity | 2007 | Functional, needs repair |  |  |  |  | CCE to remove & replace | Non-PQS and >15 years old |  | 2023-01-31 | Sousa Ribe | PIS E3/94-M | CRF | 24 | 8 | 0 | 23.44 | 121.2 | 16 | 2023 | 2023 | 1 | 0 | 0 | 0 | 0 | 1 |  |  |  | #N/A | 0 | 0 | 0 | 0 | #N/A | #N/A | #N/A | #N/A | #N/A | #N/A | #N/A | #N/A | #N/A | #N/A | #N/A | #N/A | #N/A | 497 |  | 0
0 | NAMPULA | SP | NAMPULA | Posto de Saude de Mucova | Refrigerator | PIS_refr | Electrolux | RCW 50 AC |  | Electricity | 2007 | Functional, needs repair |  |  |  |  | CCE to remove & replace | Non-PQS and >15 years old |  | 2023-01-31 | Sousa Ribe | PIS E3/94-M | CRF | 24 | 8 | 0 | 23.44 | 121.2 | 16 | 2023 | 2023 | 1 | 0 | 0 | 0 | 0 | 1 |  |  |  | #N/A | 0 | 0 | 0 | 0 | #N/A | #N/A | #N/A | #N/A | #N/A | #N/A | #N/A | #N/A | #N/A | #N/A | #N/A | #N/A | #N/A | 498 |  | 0
0 | NAMPULA | SP | NAMPULA | Posto de saude Mutauanha | Refrigerator | PIS_refr | Electrolux | RCW 50 AC |  | Electricity | 2007 | Functional, needs repair |  |  |  |  | CCE to remove & replace | Non-PQS and >15 years old |  | 2023-01-31 | Sousa Ribe | PIS E3/94-M | CRF | 24 | 8 | 0 | 23.44 | 121.2 | 16 | 2023 | 2023 | 1 | 0 | 0 | 0 | 0 | 1 |  |  |  | #N/A | 0 | 0 | 0 | 0 | #N/A | #N/A | #N/A | #N/A | #N/A | #N/A | #N/A | #N/A | #N/A | #N/A | #N/A | #N/A | #N/A | 499 |  | 0
0 | NAMPULA | SP | NAMPULA | Posto de saude Mutauanha | Refrigerator | PIS_refr | Electrolux | RCW 50 AC |  | Electricity | 2007 | Functional, needs repair |  |  |  |  | CCE to remove & replace | Non-PQS and >15 years old |  | 2023-01-31 | Sousa Ribe | PIS E3/94-M | CRF | 24 | 8 | 0 | 23.44 | 121.2 | 16 | 2023 | 2023 | 1 | 0 | 0 | 0 | 0 | 1 |  |  |  | #N/A | 0 | 0 | 0 | 0 | #N/A | #N/A | #N/A | #N/A | #N/A | #N/A | #N/A | #N/A | #N/A | #N/A | #N/A | #N/A | #N/A | 500 |  | 0
0 | NAMPULA | SP | NAMPULA | HC Nampula | Refrigerator | PIS_refr | Electrolux | RCW 50 AC |  | Electricity | 2007 | Functional, needs repair |  |  |  |  | CCE to remove & replace | Non-PQS and >15 years old |  | 2023-01-31 | Sousa Ribe | PIS E3/94-M | CRF | 24 | 8 | 0 | 23.44 | 121.2 | 16 | 2023 | 2023 | 1 | 0 | 0 | 0 | 0 | 1 |  |  |  | #N/A | 0 | 0 | 0 | 0 | #N/A | #N/A | #N/A | #N/A | #N/A | #N/A | #N/A | #N/A | #N/A | #N/A | #N/A | #N/A | #N/A | 501 |  | 0
0 | NAMPULA | SP | NAMPULA | HC Nampula | Freezer | PQS_freezer | Vestfrost | MF 314 |  | Electricity | 2021 | Functioning well |  |  |  |  | CCE not to replace |  | CCEOP1 | 2023-01-31 | Sousa Ribe | PQS E003/023 | VWPF | 0 | 281 | 0 | 13.752 | 253.8 | 2 |  | 2036 | 0 | 0 | 0 | 0 | 0 | 0 |  |  |  | 0 | 0 | 0 | 0 | 0 | 0 | 13.752 | 13.752 | 13.752 | 13.752 | 13.752 | 68.76 | 253.8 | 253.8 | 253.8 | 253.8 | 253.8 | 1269 | 502 |  | 0
0 | NAMPULA | SP | NAMPULA | HC Nampula | Refrigerator | PIS_refr | Electrolux | RCW 50 AC |  | Electricity | 2007 | Functional, needs repair |  |  |  |  | CCE to remove & replace | Non-PQS and >15 years old |  | 2023-01-31 | Sousa Ribe | PIS E3/94-M | CRF | 24 | 8 | 0 | 23.44 | 121.2 | 16 | 2023 | 2023 | 1 | 0 | 0 | 0 | 0 | 1 |  |  |  | #N/A | 0 | 0 | 0 | 0 | #N/A | #N/A | #N/A | #N/A | #N/A | #N/A | #N/A | #N/A | #N/A | #N/A | #N/A | #N/A | #N/A | 503 |  | 0
0 | NAMPULA | SP | NAMPULA | HC Nampula | Refrigerator | PQS_refr | B Medical Systems Sarl (Dometic) | TCW 80 AC |  | Electricity | 2020 | Functioning well |  |  |  |  | CCE not to replace |  | CCEOP1 | 2023-01-31 | Sousa Ribe | PQS E003/101 | ILR | 80.5 | 0 | 0 | 71.808 | 69.6 | 3 |  | 2035 | 0 | 0 | 0 | 0 | 0 | 0 |  |  |  | 0 | 0 | 0 | 0 | 0 | 0 | 71.808 | 71.808 | 71.808 | 71.808 | 71.808 | 359.04 | 69.6 | 69.6 | 69.6 | 69.6 | 69.6 | 348 | 504 |  | 0
0 | NAMPULA | SP | NAMPULA | HC Nampula | Refrigerator | PIS_refr | Electrolux | RCW 50 AC |  | Electricity | 2007 | Functional, needs repair |  |  |  |  | CCE to remove & replace | Non-PQS and >15 years old |  | 2023-01-31 | Sousa Ribe | PIS E3/94-M | CRF | 24 | 8 | 0 | 23.44 | 121.2 | 16 | 2023 | 2023 | 1 | 0 | 0 | 0 | 0 | 1 |  |  |  | #N/A | 0 | 0 | 0 | 0 | #N/A | #N/A | #N/A | #N/A | #N/A | #N/A | #N/A | #N/A | #N/A | #N/A | #N/A | #N/A | #N/A | 505 |  | 0
0 | NAMPULA | LD | ERATI | Depósito D. ERATI | Refrigerator | PQS_refr | B Medical Systems Sarl (Dometic) | TCW 80 AC |  | Electricity | 2020 | Functioning well |  |  |  |  | CCE not to replace |  | CCEOP1 | 2023-01-31 | Sousa Ribe | PQS E003/101 | ILR | 80.5 | 0 | 0 | 71.808 | 69.6 | 3 |  | 2035 | 0 | 0 | 0 | 0 | 0 | 0 |  |  |  | 0 | 0 | 0 | 0 | 0 | 0 | 71.808 | 71.808 | 71.808 | 71.808 | 71.808 | 359.04 | 69.6 | 69.6 | 69.6 | 69.6 | 69.6 | 348 | 506 |  | 0
0 | NAMPULA | LD | ERATI | Depósito D. ERATI | Freezer | PQS_freezer | Vestfrost | MF 314 |  | Electricity | 2021 | Functioning well |  |  |  |  | CCE not to replace |  | CCEOP1 | 2023-01-31 | Sousa Ribe | PQS E003/023 | VWPF | 0 | 281 | 0 | 13.752 | 253.8 | 2 |  | 2036 | 0 | 0 | 0 | 0 | 0 | 0 |  |  |  | 0 | 0 | 0 | 0 | 0 | 0 | 13.752 | 13.752 | 13.752 | 13.752 | 13.752 | 68.76 | 253.8 | 253.8 | 253.8 | 253.8 | 253.8 | 1269 | 507 |  | 0
0 | NAMPULA | SP | ERATI | C.S. 25 de Junho | Refrigerator | PQS_refr | Vestfrost | VLS 054A SDD Greenline |  | Solar | 2020 | Functioning well |  |  |  |  | CCE not to replace |  | CCEOP1 | 2023-01-31 | Sousa Ribe | PQS E003/106 | SDR | 55.5 | 0 | 0 | 70.176 | 52 | 3 |  | 2035 | 0 | 0 | 0 | 0 | 0 | 0 |  |  |  | 0 | 0 | 0 | 0 | 0 | 0 | 70.176 | 70.176 | 70.176 | 70.176 | 70.176 | 350.88 | 52 | 52 | 52 | 52 | 52 | 260 | 508 |  | 0
0 | NAMPULA | SP | ERATI | C.S. Jacoco | Refrigerator | PQS_refr | Vestfrost | VLS 054A SDD Greenline |  | Solar | 2020 | Functioning well |  |  |  |  | CCE not to replace |  | CCEOP1 | 2023-01-31 | Sousa Ribe | PQS E003/106 | SDR | 55.5 | 0 | 0 | 70.176 | 52 | 3 |  | 2035 | 0 | 0 | 0 | 0 | 0 | 0 |  |  |  | 0 | 0 | 0 | 0 | 0 | 0 | 70.176 | 70.176 | 70.176 | 70.176 | 70.176 | 350.88 | 52 | 52 | 52 | 52 | 52 | 260 | 509 |  | 0
0 | NAMPULA | SP | ERATI | C.S.Alua | Refrigerator | PQS_refr | Vestfrost | VLS 054A SDD Greenline |  | Solar | 2020 | Functioning well |  |  |  |  | CCE not to replace |  | CCEOP1 | 2023-01-31 | Sousa Ribe | PQS E003/106 | SDR | 55.5 | 0 | 0 | 70.176 | 52 | 3 |  | 2035 | 0 | 0 | 0 | 0 | 0 | 0 |  |  |  | 0 | 0 | 0 | 0 | 0 | 0 | 70.176 | 70.176 | 70.176 | 70.176 | 70.176 | 350.88 | 52 | 52 | 52 | 52 | 52 | 260 | 510 |  | 0
0 | NAMPULA | SP | ERATI | C.S.Kutua | Refrigerator | PQS_refr | Vestfrost | VLS 154A SDD Greenline |  | Solar | 2020 | Functioning well |  |  |  |  | CCE not to replace |  |  | 2023-01-31 | Sousa Ribe | PQS E003/108 | SDR | 170 | 0 | 0 | 98.472 | 52 | 3 |  | 2035 | 0 | 0 | 0 | 0 | 0 | 0 |  |  |  | 0 | 0 | 0 | 0 | 0 | 0 | 98.472 | 98.472 | 98.472 | 98.472 | 98.472 | 492.36 | 52 | 52 | 52 | 52 | 52 | 260 | 511 |  | 0
0 | NAMPULA | SP | ERATI | C.S.Mirrote | Refrigerator | PQS_refr | Vestfrost | VLS 154A SDD Greenline |  | Solar | 2020 | Functioning well |  |  |  |  | CCE not to replace |  |  | 2023-01-31 | Sousa Ribe | PQS E003/108 | SDR | 170 | 0 | 0 | 98.472 | 52 | 3 |  | 2035 | 0 | 0 | 0 | 0 | 0 | 0 |  |  |  | 0 | 0 | 0 | 0 | 0 | 0 | 98.472 | 98.472 | 98.472 | 98.472 | 98.472 | 492.36 | 52 | 52 | 52 | 52 | 52 | 260 | 512 |  | 0
0 | NAMPULA | SP | ERATI | C.S.Namiroa | Refrigerator | PQS_refr | Vestfrost | VLS 154A SDD Greenline |  | Solar | 2020 | Functioning well |  |  |  |  | CCE not to replace |  |  | 2023-01-31 | Sousa Ribe | PQS E003/108 | SDR | 170 | 0 | 0 | 98.472 | 52 | 3 |  | 2035 | 0 | 0 | 0 | 0 | 0 | 0 |  |  |  | 0 | 0 | 0 | 0 | 0 | 0 | 98.472 | 98.472 | 98.472 | 98.472 | 98.472 | 492.36 | 52 | 52 | 52 | 52 | 52 | 260 | 513 |  | 0
0 | NAMPULA | SP | ERATI | C.S.Nantoge | Refrigerator | PQS_refr | Vestfrost | VLS 154A SDD Greenline |  | Solar | 2020 | Functioning well |  |  |  |  | CCE not to replace |  |  | 2023-01-31 | Sousa Ribe | PQS E003/108 | SDR | 170 | 0 | 0 | 98.472 | 52 | 3 |  | 2035 | 0 | 0 | 0 | 0 | 0 | 0 |  |  |  | 0 | 0 | 0 | 0 | 0 | 0 | 98.472 | 98.472 | 98.472 | 98.472 | 98.472 | 492.36 | 52 | 52 | 52 | 52 | 52 | 260 | 514 |  | 0
0 | NAMPULA | SP | ERATI | C.S.Odinepa | Refrigerator | PQS_refr | Vestfrost | VLS 154A SDD Greenline |  | Solar | 2020 | Functioning well |  |  |  |  | CCE not to replace |  |  | 2023-01-31 | Sousa Ribe | PQS E003/108 | SDR | 170 | 0 | 0 | 98.472 | 52 | 3 |  | 2035 | 0 | 0 | 0 | 0 | 0 | 0 |  |  |  | 0 | 0 | 0 | 0 | 0 | 0 | 98.472 | 98.472 | 98.472 | 98.472 | 98.472 | 492.36 | 52 | 52 | 52 | 52 | 52 | 260 | 515 |  | 0
0 | NAMPULA | SP | ERATI | C.S.Samora Machel | Refrigerator | PQS_refr | Vestfrost | VLS 154A SDD Greenline |  | Solar | 2020 | Functioning well |  |  |  |  | CCE not to replace |  |  | 2023-01-31 | Sousa Ribe | PQS E003/108 | SDR | 170 | 0 | 0 | 98.472 | 52 | 3 |  | 2035 | 0 | 0 | 0 | 0 | 0 | 0 |  |  |  | 0 | 0 | 0 | 0 | 0 | 0 | 98.472 | 98.472 | 98.472 | 98.472 | 98.472 | 492.36 | 52 | 52 | 52 | 52 | 52 | 260 | 516 |  | 0
0 | NAMPULA | SP | ERATI | Hospital Rural de Namapa | Refrigerator | PQS_refr | Vestfrost | VLS 056 RF SDD |  | Solar | 2020 | Functioning well |  |  |  |  | CCE not to replace |  | CCEOP1 | 2023-01-31 | Sousa Ribe | PQS E003/092 | SDRF | 36 | 34.3 | 0 | 116.04 | 52 | 3 |  | 2035 | 0 | 0 | 0 | 0 | 0 | 0 |  |  |  | 0 | 0 | 0 | 0 | 0 | 0 | 116.04 | 116.04 | 116.04 | 116.04 | 116.04 | 580.2 | 52 | 52 | 52 | 52 | 52 | 260 | 517 |  | 0
0 | NAMPULA | SP | ERATI | Hospital Rural de Namapa | Refrigerator | PQS_refr | B Medical Systems Sarl (Dometic) | TCW 80 AC |  | Electricity | 2019 | Functioning well |  |  |  |  | CCE not to replace |  |  | 2023-01-31 | Sousa Ribe | PQS E003/101 | ILR | 80.5 | 0 | 0 | 71.808 | 69.6 | 4 |  | 2034 | 0 | 0 | 0 | 0 | 0 | 0 |  |  |  | 0 | 0 | 0 | 0 | 0 | 0 | 71.808 | 71.808 | 71.808 | 71.808 | 71.808 | 359.04 | 69.6 | 69.6 | 69.6 | 69.6 | 69.6 | 348 | 518 |  | 0
0 | NAMPULA | LD | MOSSURIL | Depósito D. MOSSURIL | Freezer | PQS_freezer | Vestfrost | MF 314 |  | Electricity | 2021 | Functioning well |  |  |  |  | CCE not to replace |  | CCEOP1 | 2023-01-31 | Sousa Ribe | PQS E003/023 | VWPF | 0 | 281 | 0 | 13.752 | 253.8 | 2 |  | 2036 | 0 | 0 | 0 | 0 | 0 | 0 |  |  |  | 0 | 0 | 0 | 0 | 0 | 0 | 13.752 | 13.752 | 13.752 | 13.752 | 13.752 | 68.76 | 253.8 | 253.8 | 253.8 | 253.8 | 253.8 | 1269 | 519 |  | 0
0 | NAMPULA | LD | MOSSURIL | Depósito D. MOSSURIL | Refrigerator | PQS_refr | B Medical Systems Sarl (Dometic) | TCW 80 AC |  | Electricity | 2020 | Functioning well |  |  |  |  | CCE not to replace |  | CCEOP1 | 2023-01-31 | Sousa Ribe | PQS E003/101 | ILR | 80.5 | 0 | 0 | 71.808 | 69.6 | 3 |  | 2035 | 0 | 0 | 0 | 0 | 0 | 0 |  |  |  | 0 | 0 | 0 | 0 | 0 | 0 | 71.808 | 71.808 | 71.808 | 71.808 | 71.808 | 359.04 | 69.6 | 69.6 | 69.6 | 69.6 | 69.6 | 348 | 520 |  | 0
0 | NAMPULA | LD | MOSSURIL | Depósito D. MOSSURIL | Refrigerator | PQS_refr | B Medical Systems Sarl (Dometic) | TCW 80 AC |  | Electricity | 2020 | Functioning well |  |  |  |  | CCE not to replace |  | CCEOP1 | 2023-01-31 | Sousa Ribe | PQS E003/101 | ILR | 80.5 | 0 | 0 | 71.808 | 69.6 | 3 |  | 2035 | 0 | 0 | 0 | 0 | 0 | 0 |  |  |  | 0 | 0 | 0 | 0 | 0 | 0 | 71.808 | 71.808 | 71.808 | 71.808 | 71.808 | 359.04 | 69.6 | 69.6 | 69.6 | 69.6 | 69.6 | 348 | 521 |  | 0
0 | NAMPULA | SP | MOSSURIL | CS Cabeceira Pequena | Refrigerator | PQS_refr | Vestfrost | VLS 404A AC |  | Electricity | 2015 | Functioning well |  |  |  |  | CCE not to replace |  |  | 2023-01-31 | Sousa Ribe | PQS E003/112 | ILR | 145 | 0 | 0 | 25.08 | 41.4 | 8 |  | 2030 | 0 | 0 | 0 | 0 | 0 | 0 |  |  |  | 0 | 0 | 0 | 0 | 0 | 0 | 25.08 | 25.08 | 25.08 | 25.08 | 25.08 | 125.4 | 41.4 | 41.4 | 41.4 | 41.4 | 41.4 | 207 | 522 |  | 0
0 | NAMPULA | SP | MOSSURIL | CS Chocas Mar | Refrigerator | PQS_refr | Vestfrost | VLS 404A AC |  | Electricity | 2015 | Functioning well |  |  |  |  | CCE not to replace |  |  | 2023-01-31 | Sousa Ribe | PQS E003/112 | ILR | 145 | 0 | 0 | 25.08 | 41.4 | 8 |  | 2030 | 0 | 0 | 0 | 0 | 0 | 0 |  |  |  | 0 | 0 | 0 | 0 | 0 | 0 | 25.08 | 25.08 | 25.08 | 25.08 | 25.08 | 125.4 | 41.4 | 41.4 | 41.4 | 41.4 | 41.4 | 207 | 523 |  | 0
0 | NAMPULA | SP | MOSSURIL | CS Lunga | Refrigerator | PQS_refr | Vestfrost | VLS 404A AC |  | Electricity | 2014 | Functioning well |  |  |  |  | CCE not to replace |  |  | 2023-01-31 | Sousa Ribe | PQS E003/112 | ILR | 145 | 0 | 0 | 25.08 | 41.4 | 9 |  | 2029 | 0 | 0 | 0 | 0 | 1 | 1 |  |  |  | 0 | 0 | 0 | 0 | #N/A | #N/A | 25.08 | 25.08 | 25.08 | 25.08 | #N/A | #N/A | 41.4 | 41.4 | 41.4 | 41.4 | #N/A | #N/A | 524 |  | 0
0 | NAMPULA | SP | MOSSURIL | CS Matibane | Refrigerator | PQS_refr | Vestfrost | VLS 404A AC |  | Electricity | 2020 | Functioning well |  |  |  |  | CCE not to replace |  | CCEOP1 | 2023-01-31 | Sousa Ribe | PQS E003/112 | ILR | 145 | 0 | 0 | 25.08 | 41.4 | 3 |  | 2035 | 0 | 0 | 0 | 0 | 0 | 0 |  |  |  | 0 | 0 | 0 | 0 | 0 | 0 | 25.08 | 25.08 | 25.08 | 25.08 | 25.08 | 125.4 | 41.4 | 41.4 | 41.4 | 41.4 | 41.4 | 207 | 525 |  | 0
0 | NAMPULA | SP | MOSSURIL | CS Mossuril | Refrigerator | PQS_refr | Vestfrost | VLS 404A AC |  | Electricity | 2020 | Functioning well |  |  |  |  | CCE not to replace |  | CCEOP1 | 2023-01-31 | Sousa Ribe | PQS E003/112 | ILR | 145 | 0 | 0 | 25.08 | 41.4 | 3 |  | 2035 | 0 | 0 | 0 | 0 | 0 | 0 |  |  |  | 0 | 0 | 0 | 0 | 0 | 0 | 25.08 | 25.08 | 25.08 | 25.08 | 25.08 | 125.4 | 41.4 | 41.4 | 41.4 | 41.4 | 41.4 | 207 | 526 |  | 0
0 | NAMPULA | SP | MOSSURIL | CS Muaualo | Refrigerator | PQS_refr | Vestfrost | VLS 404A AC |  | Electricity | 2020 | Functioning well |  |  |  |  | CCE not to replace |  | CCEOP1 | 2023-01-31 | Sousa Ribe | PQS E003/112 | ILR | 145 | 0 | 0 | 25.08 | 41.4 | 3 |  | 2035 | 0 | 0 | 0 | 0 | 0 | 0 |  |  |  | 0 | 0 | 0 | 0 | 0 | 0 | 25.08 | 25.08 | 25.08 | 25.08 | 25.08 | 125.4 | 41.4 | 41.4 | 41.4 | 41.4 | 41.4 | 207 | 527 |  | 0
0 | NAMPULA | SP | MOSSURIL | CS Nacucha | Refrigerator | PQS_refr | Vestfrost | VLS 404A AC |  | Electricity | 2020 | Functioning well |  |  |  |  | CCE not to replace |  | CCEOP1 | 2023-01-31 | Sousa Ribe | PQS E003/112 | ILR | 145 | 0 | 0 | 25.08 | 41.4 | 3 |  | 2035 | 0 | 0 | 0 | 0 | 0 | 0 |  |  |  | 0 | 0 | 0 | 0 | 0 | 0 | 25.08 | 25.08 | 25.08 | 25.08 | 25.08 | 125.4 | 41.4 | 41.4 | 41.4 | 41.4 | 41.4 | 207 | 528 |  | 0
0 | NAMPULA | SP | MOSSURIL | CS Namige | Refrigerator | PQS_refr | Vestfrost | VLS 404A AC |  | Electricity | 2015 | Functioning well |  |  |  |  | CCE not to replace |  |  | 2023-01-31 | Sousa Ribe | PQS E003/112 | ILR | 145 | 0 | 0 | 25.08 | 41.4 | 8 |  | 2030 | 0 | 0 | 0 | 0 | 0 | 0 |  |  |  | 0 | 0 | 0 | 0 | 0 | 0 | 25.08 | 25.08 | 25.08 | 25.08 | 25.08 | 125.4 | 41.4 | 41.4 | 41.4 | 41.4 | 41.4 | 207 | 529 |  | 0
0 | NAMPULA | SP | MOSSURIL | CS Namitatare | Refrigerator | PQS_refr | Vestfrost | VLS 056 RF SDD |  | Solar | 2015 | Functioning well |  |  |  |  | CCE not to replace |  |  | 2023-01-31 | Sousa Ribe | PQS E003/092 | SDRF | 36 | 34.3 | 0 | 116.04 | 52 | 8 |  | 2030 | 0 | 0 | 0 | 0 | 0 | 0 |  |  |  | 0 | 0 | 0 | 0 | 0 | 0 | 116.04 | 116.04 | 116.04 | 116.04 | 116.04 | 580.2 | 52 | 52 | 52 | 52 | 52 | 260 | 530 |  | 0
0 | NAMPULA | SP | MOSSURIL | PS Cabeceira Grande | Refrigerator | PQS_refr | Vestfrost | VLS 154A SDD Greenline |  | Solar | 2020 | Functioning well |  |  |  |  | CCE not to replace |  |  | 2023-01-31 | Sousa Ribe | PQS E003/108 | SDR | 170 | 0 | 0 | 98.472 | 52 | 3 |  | 2035 | 0 | 0 | 0 | 0 | 0 | 0 |  |  |  | 0 | 0 | 0 | 0 | 0 | 0 | 98.472 | 98.472 | 98.472 | 98.472 | 98.472 | 492.36 | 52 | 52 | 52 | 52 | 52 | 260 | 531 |  | 0
0 | NAMPULA | LD | ILHA DE MOÇAMBIQUE | Depósito D. ILHA DE MOÇAMBIQUE | Refrigerator | PQS_refr | Vestfrost | VLS 154A SDD Greenline |  | Solar | 2020 | Functioning well |  |  |  |  | CCE not to replace |  |  | 2023-01-31 | Sousa Ribe | PQS E003/108 | SDR | 170 | 0 | 0 | 98.472 | 52 | 3 |  | 2035 | 0 | 0 | 0 | 0 | 0 | 0 |  |  |  | 0 | 0 | 0 | 0 | 0 | 0 | 98.472 | 98.472 | 98.472 | 98.472 | 98.472 | 492.36 | 52 | 52 | 52 | 52 | 52 | 260 | 532 |  | 0
0 | NAMPULA | LD | ILHA DE MOÇAMBIQUE | Depósito D. ILHA DE MOÇAMBIQUE | Refrigerator | PQS_refr | Vestfrost | VLS 056 RF SDD |  | Solar | 2021 | Functioning well |  |  |  |  | CCE not to replace |  | CCEOP1 | 2023-01-31 | Sousa Ribe | PQS E003/092 | SDRF | 36 | 34.3 | 0 | 116.04 | 52 | 2 |  | 2036 | 0 | 0 | 0 | 0 | 0 | 0 |  |  |  | 0 | 0 | 0 | 0 | 0 | 0 | 116.04 | 116.04 | 116.04 | 116.04 | 116.04 | 580.2 | 52 | 52 | 52 | 52 | 52 | 260 | 533 |  | 0
0 | NAMPULA | SP | ILHA DE MOÇAMBIQUE | Cs ampapa | Refrigerator | PQS_refr | Vestfrost | VLS 404A AC |  | Electricity | 2014 | Functioning well |  |  |  |  | CCE not to replace |  |  | 2023-01-31 | Sousa Ribe | PQS E003/112 | ILR | 145 | 0 | 0 | 25.08 | 41.4 | 9 |  | 2029 | 0 | 0 | 0 | 0 | 1 | 1 |  |  |  | 0 | 0 | 0 | 0 | #N/A | #N/A | 25.08 | 25.08 | 25.08 | 25.08 | #N/A | #N/A | 41.4 | 41.4 | 41.4 | 41.4 | #N/A | #N/A | 534 |  | 0
0 | NAMPULA | SP | ILHA DE MOÇAMBIQUE | CS Ilha de Moçambique | Refrigerator | PQS_refr | Vestfrost | VLS 404A AC |  | Electricity | 2021 | Functioning well |  |  |  |  | CCE not to replace |  | CCEOP1 | 2023-01-31 | Sousa Ribe | PQS E003/112 | ILR | 145 | 0 | 0 | 25.08 | 41.4 | 2 |  | 2036 | 0 | 0 | 0 | 0 | 0 | 0 |  |  |  | 0 | 0 | 0 | 0 | 0 | 0 | 25.08 | 25.08 | 25.08 | 25.08 | 25.08 | 125.4 | 41.4 | 41.4 | 41.4 | 41.4 | 41.4 | 207 | 535 |  | 0
0 | NAMPULA | SP | ILHA DE MOÇAMBIQUE | CS Lumbo | Refrigerator | PQS_refr | Vestfrost | VLS 404A AC |  | Electricity | 2021 | Functioning well |  |  |  |  | CCE not to replace |  | CCEOP1 | 2023-01-31 | Sousa Ribe | PQS E003/112 | ILR | 145 | 0 | 0 | 25.08 | 41.4 | 2 |  | 2036 | 0 | 0 | 0 | 0 | 0 | 0 |  |  |  | 0 | 0 | 0 | 0 | 0 | 0 | 25.08 | 25.08 | 25.08 | 25.08 | 25.08 | 125.4 | 41.4 | 41.4 | 41.4 | 41.4 | 41.4 | 207 | 536 |  | 0
0 | NAMPULA | SP | ILHA DE MOÇAMBIQUE | CS Macicate | Refrigerator | PQS_refr | Vestfrost | VLS 404A AC |  | Electricity | 2021 | Functioning well |  |  |  |  | CCE not to replace |  | CCEOP1 | 2023-01-31 | Sousa Ribe | PQS E003/112 | ILR | 145 | 0 | 0 | 25.08 | 41.4 | 2 |  | 2036 | 0 | 0 | 0 | 0 | 0 | 0 |  |  |  | 0 | 0 | 0 | 0 | 0 | 0 | 25.08 | 25.08 | 25.08 | 25.08 | 25.08 | 125.4 | 41.4 | 41.4 | 41.4 | 41.4 | 41.4 | 207 | 537 |  | 0
0 | NAMPULA | LD | NACALA PORTO | Depósito D. NACALA PORTO | Freezer | PQS_freezer | Vestfrost | MF 314 |  | Electricity | 2021 | Functioning well |  |  |  |  | CCE not to replace |  | CCEOP1 | 2023-01-31 | Sousa Ribe | PQS E003/023 | VWPF | 0 | 281 | 0 | 13.752 | 253.8 | 2 |  | 2036 | 0 | 0 | 0 | 0 | 0 | 0 |  |  |  | 0 | 0 | 0 | 0 | 0 | 0 | 13.752 | 13.752 | 13.752 | 13.752 | 13.752 | 68.76 | 253.8 | 253.8 | 253.8 | 253.8 | 253.8 | 1269 | 538 |  | 0
0 | NAMPULA | LD | NACALA PORTO | Depósito D. NACALA PORTO | Refrigerator | PQS_refr | Vestfrost | VLS 404A AC |  | Electricity | 2015 | Functioning well |  |  |  |  | CCE not to replace |  |  | 2023-01-31 | Sousa Ribe | PQS E003/112 | ILR | 145 | 0 | 0 | 25.08 | 41.4 | 8 |  | 2030 | 0 | 0 | 0 | 0 | 0 | 0 |  |  |  | 0 | 0 | 0 | 0 | 0 | 0 | 25.08 | 25.08 | 25.08 | 25.08 | 25.08 | 125.4 | 41.4 | 41.4 | 41.4 | 41.4 | 41.4 | 207 | 539 |  | 0
0 | NAMPULA | LD | NACALA PORTO | Depósito D. NACALA PORTO | Refrigerator | PQS_refr | Vestfrost | VLS 404A AC |  | Electricity | 2015 | Functioning well |  |  |  |  | CCE not to replace |  |  | 2023-01-31 | Sousa Ribe | PQS E003/112 | ILR | 145 | 0 | 0 | 25.08 | 41.4 | 8 |  | 2030 | 0 | 0 | 0 | 0 | 0 | 0 |  |  |  | 0 | 0 | 0 | 0 | 0 | 0 | 25.08 | 25.08 | 25.08 | 25.08 | 25.08 | 125.4 | 41.4 | 41.4 | 41.4 | 41.4 | 41.4 | 207 | 540 |  | 0
0 | NAMPULA | SP | NACALA PORTO | CS Akumi | Refrigerator | PQS_refr | Vestfrost | VLS 404A AC |  | Electricity | 2021 | Functioning well |  |  |  |  | CCE not to replace |  | CCEOP1 | 2023-01-31 | Sousa Ribe | PQS E003/112 | ILR | 145 | 0 | 0 | 25.08 | 41.4 | 2 |  | 2036 | 0 | 0 | 0 | 0 | 0 | 0 |  |  |  | 0 | 0 | 0 | 0 | 0 | 0 | 25.08 | 25.08 | 25.08 | 25.08 | 25.08 | 125.4 | 41.4 | 41.4 | 41.4 | 41.4 | 41.4 | 207 | 541 |  | 0
0 | NAMPULA | SP | NACALA PORTO | CS Mahelene | Refrigerator | PQS_refr | Vestfrost | VLS 404A AC |  | Electricity | 2015 | Functioning well |  |  |  |  | CCE not to replace |  |  | 2023-01-31 | Sousa Ribe | PQS E003/112 | ILR | 145 | 0 | 0 | 25.08 | 41.4 | 8 |  | 2030 | 0 | 0 | 0 | 0 | 0 | 0 |  |  |  | 0 | 0 | 0 | 0 | 0 | 0 | 25.08 | 25.08 | 25.08 | 25.08 | 25.08 | 125.4 | 41.4 | 41.4 | 41.4 | 41.4 | 41.4 | 207 | 542 |  | 0
0 | NAMPULA | SP | NACALA PORTO | CS Murrupulane | Refrigerator | PQS_refr | Vestfrost | VLS 404A AC |  | Electricity | 2021 | Functioning well |  |  |  |  | CCE not to replace |  | CCEOP1 | 2023-01-31 | Sousa Ribe | PQS E003/112 | ILR | 145 | 0 | 0 | 25.08 | 41.4 | 2 |  | 2036 | 0 | 0 | 0 | 0 | 0 | 0 |  |  |  | 0 | 0 | 0 | 0 | 0 | 0 | 25.08 | 25.08 | 25.08 | 25.08 | 25.08 | 125.4 | 41.4 | 41.4 | 41.4 | 41.4 | 41.4 | 207 | 543 |  | 0
0 | NAMPULA | SP | NACALA PORTO | CS Naherengue | Refrigerator | PQS_refr | Vestfrost | VLS 404A AC |  | Electricity | 2021 | Functioning well |  |  |  |  | CCE not to replace |  | CCEOP1 | 2023-01-31 | Sousa Ribe | PQS E003/112 | ILR | 145 | 0 | 0 | 25.08 | 41.4 | 2 |  | 2036 | 0 | 0 | 0 | 0 | 0 | 0 |  |  |  | 0 | 0 | 0 | 0 | 0 | 0 | 25.08 | 25.08 | 25.08 | 25.08 | 25.08 | 125.4 | 41.4 | 41.4 | 41.4 | 41.4 | 41.4 | 207 | 544 |  | 0
0 | NAMPULA | SP | NACALA PORTO | CS Ontupaia | Refrigerator | PQS_refr | Vestfrost | VLS 404A AC |  | Electricity | 2021 | Functioning well |  |  |  |  | CCE not to replace |  | CCEOP1 | 2023-01-31 | Sousa Ribe | PQS E003/112 | ILR | 145 | 0 | 0 | 25.08 | 41.4 | 2 |  | 2036 | 0 | 0 | 0 | 0 | 0 | 0 |  |  |  | 0 | 0 | 0 | 0 | 0 | 0 | 25.08 | 25.08 | 25.08 | 25.08 | 25.08 | 125.4 | 41.4 | 41.4 | 41.4 | 41.4 | 41.4 | 207 | 545 |  | 0
0 | NAMPULA | SP | NACALA PORTO | CS Quissimajulo | Refrigerator | PQS_refr | Vestfrost | VLS 404A AC |  | Electricity | 2021 | Functioning well |  |  |  |  | CCE not to replace |  | CCEOP1 | 2023-01-31 | Sousa Ribe | PQS E003/112 | ILR | 145 | 0 | 0 | 25.08 | 41.4 | 2 |  | 2036 | 0 | 0 | 0 | 0 | 0 | 0 |  |  |  | 0 | 0 | 0 | 0 | 0 | 0 | 25.08 | 25.08 | 25.08 | 25.08 | 25.08 | 125.4 | 41.4 | 41.4 | 41.4 | 41.4 | 41.4 | 207 | 546 |  | 0
0 | NAMPULA | SP | NACALA PORTO | CS-Nacala Porto | Refrigerator | PQS_refr | Vestfrost | VLS 404A AC |  | Electricity | 2020 | Functioning well |  |  |  |  | CCE not to replace |  | CCEOP1 | 2023-01-31 | Sousa Ribe | PQS E003/112 | ILR | 145 | 0 | 0 | 25.08 | 41.4 | 3 |  | 2035 | 0 | 0 | 0 | 0 | 0 | 0 |  |  |  | 0 | 0 | 0 | 0 | 0 | 0 | 25.08 | 25.08 | 25.08 | 25.08 | 25.08 | 125.4 | 41.4 | 41.4 | 41.4 | 41.4 | 41.4 | 207 | 547 |  | 0
0 | NAMPULA | SP | NACALA PORTO | HD Nacala Porto | Refrigerator | PQS_refr | Vestfrost | VLS 056 RF SDD |  | Solar | 2020 | Functioning well |  |  |  |  | CCE not to replace |  | CCEOP1 | 2023-01-31 | Sousa Ribe | PQS E003/092 | SDRF | 36 | 34.3 | 0 | 116.04 | 52 | 3 |  | 2035 | 0 | 0 | 0 | 0 | 0 | 0 |  |  |  | 0 | 0 | 0 | 0 | 0 | 0 | 116.04 | 116.04 | 116.04 | 116.04 | 116.04 | 580.2 | 52 | 52 | 52 | 52 | 52 | 260 | 548 |  | 0
0 | NAMPULA | SP | NACALA PORTO | PS A.D.P.P. Muzuane | Refrigerator | PQS_refr | Vestfrost | VLS 056 RF SDD |  | Solar | 2020 | Functioning well |  |  |  |  | CCE not to replace |  | CCEOP1 | 2023-01-31 | Sousa Ribe | PQS E003/092 | SDRF | 36 | 34.3 | 0 | 116.04 | 52 | 3 |  | 2035 | 0 | 0 | 0 | 0 | 0 | 0 |  |  |  | 0 | 0 | 0 | 0 | 0 | 0 | 116.04 | 116.04 | 116.04 | 116.04 | 116.04 | 580.2 | 52 | 52 | 52 | 52 | 52 | 260 | 549 |  | 0
0 | NAMPULA | SP | NACALA PORTO | PS Mathapue | Refrigerator | PQS_refr | Vestfrost | VLS 056 RF SDD |  | Solar | 2015 | Functioning well |  |  |  |  | CCE not to replace |  |  | 2023-01-31 | Sousa Ribe | PQS E003/092 | SDRF | 36 | 34.3 | 0 | 116.04 | 52 | 8 |  | 2030 | 0 | 0 | 0 | 0 | 0 | 0 |  |  |  | 0 | 0 | 0 | 0 | 0 | 0 | 116.04 | 116.04 | 116.04 | 116.04 | 116.04 | 580.2 | 52 | 52 | 52 | 52 | 52 | 260 | 550 |  | 0
0 | NAMPULA | LD | NACALA A VELHA | Depósito D. NACALA A VELHA | Refrigerator | PQS_refr | Vestfrost | VLS 056 RF SDD |  | Solar | 2020 | Functioning well |  |  |  |  | CCE not to replace |  | CCEOP1 | 2023-01-31 | Sousa Ribe | PQS E003/092 | SDRF | 36 | 34.3 | 0 | 116.04 | 52 | 3 |  | 2035 | 0 | 0 | 0 | 0 | 0 | 0 |  |  |  | 0 | 0 | 0 | 0 | 0 | 0 | 116.04 | 116.04 | 116.04 | 116.04 | 116.04 | 580.2 | 52 | 52 | 52 | 52 | 52 | 260 | 551 |  | 0
0 | NAMPULA | LD | NACALA A VELHA | Depósito D. NACALA A VELHA | Refrigerator | PQS_refr | Vestfrost | VLS 056 RF SDD |  | Solar | 2014 | Functioning well |  |  |  |  | CCE not to replace |  |  | 2023-01-31 | Sousa Ribe | PQS E003/092 | SDRF | 36 | 34.3 | 0 | 116.04 | 52 | 9 |  | 2029 | 0 | 0 | 0 | 0 | 1 | 1 |  |  |  | 0 | 0 | 0 | 0 | #N/A | #N/A | 116.04 | 116.04 | 116.04 | 116.04 | #N/A | #N/A | 52 | 52 | 52 | 52 | #N/A | #N/A | 552 |  | 0
0 | NAMPULA | SP | NACALA A VELHA | Centro de Saude Barragem | Refrigerator | PQS_refr | Vestfrost | VLS 404A AC |  | Electricity | 2014 | Functioning well |  |  |  |  | CCE not to replace |  |  | 2023-01-31 | Sousa Ribe | PQS E003/112 | ILR | 145 | 0 | 0 | 25.08 | 41.4 | 9 |  | 2029 | 0 | 0 | 0 | 0 | 1 | 1 |  |  |  | 0 | 0 | 0 | 0 | #N/A | #N/A | 25.08 | 25.08 | 25.08 | 25.08 | #N/A | #N/A | 41.4 | 41.4 | 41.4 | 41.4 | #N/A | #N/A | 553 |  | 0
0 | NAMPULA | SP | NACALA A VELHA | Centro de Saude da Sede | Refrigerator | PQS_refr | Vestfrost | VLS 404A AC |  | Electricity | 2019 | Functioning well |  |  |  |  | CCE not to replace |  |  | 2023-01-31 | Sousa Ribe | PQS E003/112 | ILR | 145 | 0 | 0 | 25.08 | 41.4 | 4 |  | 2034 | 0 | 0 | 0 | 0 | 0 | 0 |  |  |  | 0 | 0 | 0 | 0 | 0 | 0 | 25.08 | 25.08 | 25.08 | 25.08 | 25.08 | 125.4 | 41.4 | 41.4 | 41.4 | 41.4 | 41.4 | 207 | 554 |  | 0
0 | NAMPULA | SP | NACALA A VELHA | Centro de Saude de Ger-Ger | Refrigerator | PQS_refr | Vestfrost | VLS 404A AC |  | Electricity | 2020 | Functioning well |  |  |  |  | CCE not to replace |  | CCEOP1 | 2023-01-31 | Sousa Ribe | PQS E003/112 | ILR | 145 | 0 | 0 | 25.08 | 41.4 | 3 |  | 2035 | 0 | 0 | 0 | 0 | 0 | 0 |  |  |  | 0 | 0 | 0 | 0 | 0 | 0 | 25.08 | 25.08 | 25.08 | 25.08 | 25.08 | 125.4 | 41.4 | 41.4 | 41.4 | 41.4 | 41.4 | 207 | 555 |  | 0
0 | NAMPULA | SP | NACALA A VELHA | Centro de Saude de Namalala | Refrigerator | PQS_refr | Vestfrost | VLS 404A AC |  | Electricity | 2021 | Functioning well |  |  |  |  | CCE not to replace |  | CCEOP1 | 2023-01-31 | Sousa Ribe | PQS E003/112 | ILR | 145 | 0 | 0 | 25.08 | 41.4 | 2 |  | 2036 | 0 | 0 | 0 | 0 | 0 | 0 |  |  |  | 0 | 0 | 0 | 0 | 0 | 0 | 25.08 | 25.08 | 25.08 | 25.08 | 25.08 | 125.4 | 41.4 | 41.4 | 41.4 | 41.4 | 41.4 | 207 | 556 |  | 0
0 | NAMPULA | SP | NACALA A VELHA | Centro de Saude Mueria | Refrigerator | PQS_refr | Vestfrost | VLS 026 RF Green Line |  | Solar | 2021 | Functioning well |  |  |  |  | CCE not to replace |  | CCEOP1 | 2023-01-31 | Sousa Ribe | PQS E003/091 | SDRF | 20 | 34.3 | 0 | 109.2 | 52 | 2 |  | 2036 | 0 | 0 | 0 | 0 | 0 | 0 |  |  |  | 0 | 0 | 0 | 0 | 0 | 0 | 109.2 | 109.2 | 109.2 | 109.2 | 109.2 | 546 | 52 | 52 | 52 | 52 | 52 | 260 | 557 |  | 0
0 | NAMPULA | SP | NACALA A VELHA | Posto de Saude Salina | Refrigerator | PQS_refr | Vestfrost | VLS 056 RF SDD |  | Solar | 2015 | Functional, needs repair | Yes | Yes |  |  | CCE not to replace |  |  | 2023-01-31 | Sousa Ribe | PQS E003/092 | SDRF | 36 | 34.3 | 0 | 116.04 | 52 | 8 |  | 2030 | 0 | 0 | 0 | 0 | 0 | 0 |  |  |  | 0 | 0 | 0 | 0 | 0 | 0 | 116.04 | 116.04 | 116.04 | 116.04 | 116.04 | 580.2 | 52 | 52 | 52 | 52 | 52 | 260 | 558 |  | 0
0 | NAMPULA | LD | MEMBA | Depósito D. MEMBA | Refrigerator | PQS_refr | Vestfrost | VLS 026 RF Green Line |  | Solar | 2015 | Functioning well |  |  |  |  | CCE not to replace |  |  | 2023-01-31 | Sousa Ribe | PQS E003/091 | SDRF | 20 | 34.3 | 0 | 109.2 | 52 | 8 |  | 2030 | 0 | 0 | 0 | 0 | 0 | 0 |  |  |  | 0 | 0 | 0 | 0 | 0 | 0 | 109.2 | 109.2 | 109.2 | 109.2 | 109.2 | 546 | 52 | 52 | 52 | 52 | 52 | 260 | 559 |  | 0
0 | NAMPULA | LD | MEMBA | Depósito D. MEMBA | Refrigerator | PQS_refr | Vestfrost | VLS 026 RF Green Line |  | Solar | 2020 | Functional, needs repair | Yes | Yes |  |  | CCE not to replace |  | CCEOP1 | 2023-01-31 | Sousa Ribe | PQS E003/091 | SDRF | 20 | 34.3 | 0 | 109.2 | 52 | 3 |  | 2035 | 0 | 0 | 0 | 0 | 0 | 0 |  |  |  | 0 | 0 | 0 | 0 | 0 | 0 | 109.2 | 109.2 | 109.2 | 109.2 | 109.2 | 546 | 52 | 52 | 52 | 52 | 52 | 260 | 560 |  | 0
0 | NAMPULA | SP | MEMBA | C.S. Baixo Pinda | Refrigerator | PQS_refr | Vestfrost | VLS 026 RF Green Line |  | Solar | 2020 | Functioning well |  |  |  |  | CCE not to replace |  | CCEOP1 | 2023-01-31 | Sousa Ribe | PQS E003/091 | SDRF | 20 | 34.3 | 0 | 109.2 | 52 | 3 |  | 2035 | 0 | 0 | 0 | 0 | 0 | 0 |  |  |  | 0 | 0 | 0 | 0 | 0 | 0 | 109.2 | 109.2 | 109.2 | 109.2 | 109.2 | 546 | 52 | 52 | 52 | 52 | 52 | 260 | 561 |  | 0
0 | NAMPULA | SP | MEMBA | C.S. Chipene | Refrigerator | PQS_refr | Vestfrost | VLS 056 RF SDD |  | Solar | 2020 | Functioning well |  |  |  |  | CCE not to replace |  | CCEOP1 | 2023-01-31 | Sousa Ribe | PQS E003/092 | SDRF | 36 | 34.3 | 0 | 116.04 | 52 | 3 |  | 2035 | 0 | 0 | 0 | 0 | 0 | 0 |  |  |  | 0 | 0 | 0 | 0 | 0 | 0 | 116.04 | 116.04 | 116.04 | 116.04 | 116.04 | 580.2 | 52 | 52 | 52 | 52 | 52 | 260 | 562 |  | 0
0 | NAMPULA | SP | MEMBA | C.S. Geba | Refrigerator | PQS_refr | Vestfrost | VLS 056 RF SDD |  | Solar | 2020 | Functioning well |  |  |  |  | CCE not to replace |  | CCEOP1 | 2023-01-31 | Sousa Ribe | PQS E003/092 | SDRF | 36 | 34.3 | 0 | 116.04 | 52 | 3 |  | 2035 | 0 | 0 | 0 | 0 | 0 | 0 |  |  |  | 0 | 0 | 0 | 0 | 0 | 0 | 116.04 | 116.04 | 116.04 | 116.04 | 116.04 | 580.2 | 52 | 52 | 52 | 52 | 52 | 260 | 563 |  | 0
0 | NAMPULA | SP | MEMBA | C.S. Lurio | Refrigerator | PQS_refr | Vestfrost | VLS 056 RF SDD |  | Solar | 2019 | Functioning well |  |  |  |  | CCE not to replace |  |  | 2023-01-31 | Sousa Ribe | PQS E003/092 | SDRF | 36 | 34.3 | 0 | 116.04 | 52 | 4 |  | 2034 | 0 | 0 | 0 | 0 | 0 | 0 |  |  |  | 0 | 0 | 0 | 0 | 0 | 0 | 116.04 | 116.04 | 116.04 | 116.04 | 116.04 | 580.2 | 52 | 52 | 52 | 52 | 52 | 260 | 564 |  | 0
0 | NAMPULA | SP | MEMBA | C.S. Mazua | Refrigerator | PQS_refr | Vestfrost | VLS 056 RF SDD |  | Solar | 2020 | Functioning well |  |  |  |  | CCE not to replace |  | CCEOP1 | 2023-01-31 | Sousa Ribe | PQS E003/092 | SDRF | 36 | 34.3 | 0 | 116.04 | 52 | 3 |  | 2035 | 0 | 0 | 0 | 0 | 0 | 0 |  |  |  | 0 | 0 | 0 | 0 | 0 | 0 | 116.04 | 116.04 | 116.04 | 116.04 | 116.04 | 580.2 | 52 | 52 | 52 | 52 | 52 | 260 | 565 |  | 0
0 | NAMPULA | SP | MEMBA | C.S. Memba sede | Refrigerator | PQS_refr | Vestfrost | VLS 056 RF SDD |  | Solar | 2020 | Functioning well |  |  |  |  | CCE not to replace |  | CCEOP1 | 2023-01-31 | Sousa Ribe | PQS E003/092 | SDRF | 36 | 34.3 | 0 | 116.04 | 52 | 3 |  | 2035 | 0 | 0 | 0 | 0 | 0 | 0 |  |  |  | 0 | 0 | 0 | 0 | 0 | 0 | 116.04 | 116.04 | 116.04 | 116.04 | 116.04 | 580.2 | 52 | 52 | 52 | 52 | 52 | 260 | 566 |  | 0
0 | NAMPULA | SP | MEMBA | C.S. Namahaca | Refrigerator | PQS_refr | Vestfrost | VLS 056 RF SDD |  | Solar | 2019 | Functioning well |  |  |  |  | CCE not to replace |  |  | 2023-01-31 | Sousa Ribe | PQS E003/092 | SDRF | 36 | 34.3 | 0 | 116.04 | 52 | 4 |  | 2034 | 0 | 0 | 0 | 0 | 0 | 0 |  |  |  | 0 | 0 | 0 | 0 | 0 | 0 | 116.04 | 116.04 | 116.04 | 116.04 | 116.04 | 580.2 | 52 | 52 | 52 | 52 | 52 | 260 | 567 |  | 0
0 | NAMPULA | SP | MEMBA | C.S. Napila | Refrigerator | PQS_refr | Vestfrost | VLS 056 RF SDD |  | Solar | 2019 | Functioning well |  |  |  |  | CCE not to replace |  |  | 2023-01-31 | Sousa Ribe | PQS E003/092 | SDRF | 36 | 34.3 | 0 | 116.04 | 52 | 4 |  | 2034 | 0 | 0 | 0 | 0 | 0 | 0 |  |  |  | 0 | 0 | 0 | 0 | 0 | 0 | 116.04 | 116.04 | 116.04 | 116.04 | 116.04 | 580.2 | 52 | 52 | 52 | 52 | 52 | 260 | 568 |  | 0
0 | NAMPULA | SP | MEMBA | C.S.Caleia | Refrigerator | PQS_refr | Vestfrost | VLS 056 RF SDD |  | Solar | 2019 | Functioning well |  |  |  |  | CCE not to replace |  |  | 2023-01-31 | Sousa Ribe | PQS E003/092 | SDRF | 36 | 34.3 | 0 | 116.04 | 52 | 4 |  | 2034 | 0 | 0 | 0 | 0 | 0 | 0 |  |  |  | 0 | 0 | 0 | 0 | 0 | 0 | 116.04 | 116.04 | 116.04 | 116.04 | 116.04 | 580.2 | 52 | 52 | 52 | 52 | 52 | 260 | 569 |  | 0
0 | NAMPULA | SP | MEMBA | C.S.Pavala | Refrigerator | PQS_refr | Vestfrost | VLS 054A SDD Greenline |  | Solar | 2020 | Functioning well |  |  |  |  | CCE not to replace |  | CCEOP1 | 2023-01-31 | Sousa Ribe | PQS E003/106 | SDR | 55.5 | 0 | 0 | 70.176 | 52 | 3 |  | 2035 | 0 | 0 | 0 | 0 | 0 | 0 |  |  |  | 0 | 0 | 0 | 0 | 0 | 0 | 70.176 | 70.176 | 70.176 | 70.176 | 70.176 | 350.88 | 52 | 52 | 52 | 52 | 52 | 260 | 570 |  | 0
0 | NAMPULA | SP | MEMBA | C.S.Simuco | Refrigerator | PQS_refr | Vestfrost | VLS 054A SDD Greenline |  | Solar | 2020 | Functioning well |  |  |  |  | CCE not to replace |  | CCEOP1 | 2023-01-31 | Sousa Ribe | PQS E003/106 | SDR | 55.5 | 0 | 0 | 70.176 | 52 | 3 |  | 2035 | 0 | 0 | 0 | 0 | 0 | 0 |  |  |  | 0 | 0 | 0 | 0 | 0 | 0 | 70.176 | 70.176 | 70.176 | 70.176 | 70.176 | 350.88 | 52 | 52 | 52 | 52 | 52 | 260 | 571 |  | 0
0 | NAMPULA | LD | MUECATE | Depósito D. MUECATE | Refrigerator | PQS_refr | Vestfrost | VLS 026 RF Green Line |  | Solar | 2020 | Functioning well |  |  |  |  | CCE not to replace |  | CCEOP1 | 2023-01-31 | Sousa Ribe | PQS E003/091 | SDRF | 20 | 34.3 | 0 | 109.2 | 52 | 3 |  | 2035 | 0 | 0 | 0 | 0 | 0 | 0 |  |  |  | 0 | 0 | 0 | 0 | 0 | 0 | 109.2 | 109.2 | 109.2 | 109.2 | 109.2 | 546 | 52 | 52 | 52 | 52 | 52 | 260 | 572 |  | 0
0 | NAMPULA | LD | MUECATE | Depósito D. MUECATE | Refrigerator | PQS_refr | B Medical Systems Sarl (Dometic) | TCW 80 AC |  | Electricity | 2020 | Functioning well |  |  |  |  | CCE not to replace |  | CCEOP1 | 2023-01-31 | Sousa Ribe | PQS E003/101 | ILR | 80.5 | 0 | 0 | 71.808 | 69.6 | 3 |  | 2035 | 0 | 0 | 0 | 0 | 0 | 0 |  |  |  | 0 | 0 | 0 | 0 | 0 | 0 | 71.808 | 71.808 | 71.808 | 71.808 | 71.808 | 359.04 | 69.6 | 69.6 | 69.6 | 69.6 | 69.6 | 348 | 573 |  | 0
0 | NAMPULA | LD | MUECATE | Depósito D. MUECATE | Refrigerator | PQS_refr | B Medical Systems Sarl (Dometic) | TCW 80 AC |  | Electricity | 2020 | Functioning well |  |  |  |  | CCE not to replace |  | CCEOP1 | 2023-01-31 | Sousa Ribe | PQS E003/101 | ILR | 80.5 | 0 | 0 | 71.808 | 69.6 | 3 |  | 2035 | 0 | 0 | 0 | 0 | 0 | 0 |  |  |  | 0 | 0 | 0 | 0 | 0 | 0 | 71.808 | 71.808 | 71.808 | 71.808 | 71.808 | 359.04 | 69.6 | 69.6 | 69.6 | 69.6 | 69.6 | 348 | 574 |  | 0
0 | NAMPULA | LD | MUECATE | Depósito D. MUECATE | Refrigerator | PQS_refr | B Medical Systems Sarl (Dometic) | TCW 80 AC |  | Electricity | 2020 | Functioning well |  |  |  |  | CCE not to replace |  | CCEOP1 | 2023-01-31 | Sousa Ribe | PQS E003/101 | ILR | 80.5 | 0 | 0 | 71.808 | 69.6 | 3 |  | 2035 | 0 | 0 | 0 | 0 | 0 | 0 |  |  |  | 0 | 0 | 0 | 0 | 0 | 0 | 71.808 | 71.808 | 71.808 | 71.808 | 71.808 | 359.04 | 69.6 | 69.6 | 69.6 | 69.6 | 69.6 | 348 | 575 |  | 0
0 | NAMPULA | SP | MUECATE | CS Chereque | Refrigerator | PQS_refr | B Medical Systems Sarl (Dometic) | TCW 80 AC |  | Electricity | 2019 | Functioning well |  |  |  |  | CCE not to replace |  |  | 2023-01-31 | Sousa Ribe | PQS E003/101 | ILR | 80.5 | 0 | 0 | 71.808 | 69.6 | 4 |  | 2034 | 0 | 0 | 0 | 0 | 0 | 0 |  |  |  | 0 | 0 | 0 | 0 | 0 | 0 | 71.808 | 71.808 | 71.808 | 71.808 | 71.808 | 359.04 | 69.6 | 69.6 | 69.6 | 69.6 | 69.6 | 348 | 576 |  | 0
0 | NAMPULA | SP | MUECATE | CS Gracio | Refrigerator | PQS_refr | Vestfrost | VLS 026 RF Green Line |  | Solar | 2020 | Functioning well |  |  |  |  | CCE not to replace |  | CCEOP1 | 2023-01-31 | Sousa Ribe | PQS E003/091 | SDRF | 20 | 34.3 | 0 | 109.2 | 52 | 3 |  | 2035 | 0 | 0 | 0 | 0 | 0 | 0 |  |  |  | 0 | 0 | 0 | 0 | 0 | 0 | 109.2 | 109.2 | 109.2 | 109.2 | 109.2 | 546 | 52 | 52 | 52 | 52 | 52 | 260 | 577 |  | 0
0 | NAMPULA | SP | MUECATE | CS Imala | Refrigerator | PQS_refr | Vestfrost | VLS 154A SDD Greenline |  | Solar | 2020 | Functioning well |  |  |  |  | CCE not to replace |  |  | 2023-01-31 | Sousa Ribe | PQS E003/108 | SDR | 170 | 0 | 0 | 98.472 | 52 | 3 |  | 2035 | 0 | 0 | 0 | 0 | 0 | 0 |  |  |  | 0 | 0 | 0 | 0 | 0 | 0 | 98.472 | 98.472 | 98.472 | 98.472 | 98.472 | 492.36 | 52 | 52 | 52 | 52 | 52 | 260 | 578 |  | 0
0 | NAMPULA | SP | MUECATE | CS Kavula | Refrigerator | PQS_refr | Vestfrost | VLS 154A SDD Greenline |  | Solar | 2020 | Functioning well |  |  |  |  | CCE not to replace |  |  | 2023-01-31 | Sousa Ribe | PQS E003/108 | SDR | 170 | 0 | 0 | 98.472 | 52 | 3 |  | 2035 | 0 | 0 | 0 | 0 | 0 | 0 |  |  |  | 0 | 0 | 0 | 0 | 0 | 0 | 98.472 | 98.472 | 98.472 | 98.472 | 98.472 | 492.36 | 52 | 52 | 52 | 52 | 52 | 260 | 579 |  | 0
0 | NAMPULA | SP | MUECATE | CS Muculuone | Refrigerator | PQS_refr | Vestfrost | VLS 154A SDD Greenline |  | Solar | 2020 | Functioning well |  |  |  |  | CCE not to replace |  |  | 2023-01-31 | Sousa Ribe | PQS E003/108 | SDR | 170 | 0 | 0 | 98.472 | 52 | 3 |  | 2035 | 0 | 0 | 0 | 0 | 0 | 0 |  |  |  | 0 | 0 | 0 | 0 | 0 | 0 | 98.472 | 98.472 | 98.472 | 98.472 | 98.472 | 492.36 | 52 | 52 | 52 | 52 | 52 | 260 | 580 |  | 0
0 | NAMPULA | SP | MUECATE | CS Muecate | Refrigerator | PQS_refr | Vestfrost | VLS 154A SDD Greenline |  | Solar | 2020 | Functioning well |  |  |  |  | CCE not to replace |  |  | 2023-01-31 | Sousa Ribe | PQS E003/108 | SDR | 170 | 0 | 0 | 98.472 | 52 | 3 |  | 2035 | 0 | 0 | 0 | 0 | 0 | 0 |  |  |  | 0 | 0 | 0 | 0 | 0 | 0 | 98.472 | 98.472 | 98.472 | 98.472 | 98.472 | 492.36 | 52 | 52 | 52 | 52 | 52 | 260 | 581 |  | 0
0 | NAMPULA | SP | MUECATE | CS Namahia | Refrigerator | PQS_refr | Vestfrost | VLS 154A SDD Greenline |  | Solar | 2020 | Functioning well |  |  |  |  | CCE not to replace |  |  | 2023-01-31 | Sousa Ribe | PQS E003/108 | SDR | 170 | 0 | 0 | 98.472 | 52 | 3 |  | 2035 | 0 | 0 | 0 | 0 | 0 | 0 |  |  |  | 0 | 0 | 0 | 0 | 0 | 0 | 98.472 | 98.472 | 98.472 | 98.472 | 98.472 | 492.36 | 52 | 52 | 52 | 52 | 52 | 260 | 582 |  | 0
0 | NAMPULA | SP | MUECATE | CS Namina-Rio | Refrigerator | PQS_refr | Vestfrost | VLS 154A SDD Greenline |  | Solar | 2020 | Functioning well |  |  |  |  | CCE not to replace |  |  | 2023-01-31 | Sousa Ribe | PQS E003/108 | SDR | 170 | 0 | 0 | 98.472 | 52 | 3 |  | 2035 | 0 | 0 | 0 | 0 | 0 | 0 |  |  |  | 0 | 0 | 0 | 0 | 0 | 0 | 98.472 | 98.472 | 98.472 | 98.472 | 98.472 | 492.36 | 52 | 52 | 52 | 52 | 52 | 260 | 583 |  | 0
0 | NAMPULA | SP | MUECATE | CS Napala | Refrigerator | PQS_refr | B Medical Systems Sarl (Dometic) | TCW 80 AC |  | Electricity | 2015 | Functioning well |  |  |  |  | CCE not to replace |  |  | 2023-01-31 | Sousa Ribe | PQS E003/101 | ILR | 80.5 | 0 | 0 | 71.808 | 69.6 | 8 |  | 2030 | 0 | 0 | 0 | 0 | 0 | 0 |  |  |  | 0 | 0 | 0 | 0 | 0 | 0 | 71.808 | 71.808 | 71.808 | 71.808 | 71.808 | 359.04 | 69.6 | 69.6 | 69.6 | 69.6 | 69.6 | 348 | 584 |  | 0
0 | NAMPULA | SP | MUECATE | PS Chinamane | Refrigerator | PQS_refr | Vestfrost | VLS 154A SDD Greenline |  | Solar | 2020 | Functioning well |  |  |  |  | CCE not to replace |  |  | 2023-01-31 | Sousa Ribe | PQS E003/108 | SDR | 170 | 0 | 0 | 98.472 | 52 | 3 |  | 2035 | 0 | 0 | 0 | 0 | 0 | 0 |  |  |  | 0 | 0 | 0 | 0 | 0 | 0 | 98.472 | 98.472 | 98.472 | 98.472 | 98.472 | 492.36 | 52 | 52 | 52 | 52 | 52 | 260 | 585 |  | 0
0 | NAMPULA | LD | MURRUPULA | Depósito D. MURRUPULA | Refrigerator | PQS_refr | B Medical Systems Sarl (Dometic) | TCW 80 AC |  | Electricity | 2020 | Functioning well |  |  |  |  | CCE not to replace |  | CCEOP1 | 2023-01-31 | Sousa Ribe | PQS E003/101 | ILR | 80.5 | 0 | 0 | 71.808 | 69.6 | 3 |  | 2035 | 0 | 0 | 0 | 0 | 0 | 0 |  |  |  | 0 | 0 | 0 | 0 | 0 | 0 | 71.808 | 71.808 | 71.808 | 71.808 | 71.808 | 359.04 | 69.6 | 69.6 | 69.6 | 69.6 | 69.6 | 348 | 586 |  | 0
0 | NAMPULA | LD | MURRUPULA | Depósito D. MURRUPULA | Refrigerator | PQS_refr | B Medical Systems Sarl (Dometic) | TCW 80 AC |  | Electricity | 2020 | Functioning well |  |  |  |  | CCE not to replace |  | CCEOP1 | 2023-01-31 | Sousa Ribe | PQS E003/101 | ILR | 80.5 | 0 | 0 | 71.808 | 69.6 | 3 |  | 2035 | 0 | 0 | 0 | 0 | 0 | 0 |  |  |  | 0 | 0 | 0 | 0 | 0 | 0 | 71.808 | 71.808 | 71.808 | 71.808 | 71.808 | 359.04 | 69.6 | 69.6 | 69.6 | 69.6 | 69.6 | 348 | 587 |  | 0
0 | NAMPULA | LD | MURRUPULA | Depósito D. MURRUPULA | Freezer | PQS_freezer | Vestfrost | MF 314 |  | Electricity | 2020 | Functioning well |  |  |  |  | CCE not to replace |  | CCEOP1 | 2023-01-31 | Sousa Ribe | PQS E003/023 | VWPF | 0 | 281 | 0 | 13.752 | 253.8 | 3 |  | 2035 | 0 | 0 | 0 | 0 | 0 | 0 |  |  |  | 0 | 0 | 0 | 0 | 0 | 0 | 13.752 | 13.752 | 13.752 | 13.752 | 13.752 | 68.76 | 253.8 | 253.8 | 253.8 | 253.8 | 253.8 | 1269 | 588 |  | 0
0 | NAMPULA | SP | MURRUPULA | CS Chinga | Refrigerator | PQS_refr | Vestfrost | VLS 154A SDD Greenline |  | Solar | 2020 | Functioning well |  |  |  |  | CCE not to replace |  |  | 2023-01-31 | Sousa Ribe | PQS E003/108 | SDR | 170 | 0 | 0 | 98.472 | 52 | 3 |  | 2035 | 0 | 0 | 0 | 0 | 0 | 0 |  |  |  | 0 | 0 | 0 | 0 | 0 | 0 | 98.472 | 98.472 | 98.472 | 98.472 | 98.472 | 492.36 | 52 | 52 | 52 | 52 | 52 | 260 | 589 |  | 0
0 | NAMPULA | SP | MURRUPULA | CS Murrupula | Refrigerator | PQS_refr | Vestfrost | VLS 154A SDD Greenline |  | Solar | 2020 | Functioning well |  |  |  |  | CCE not to replace |  |  | 2023-01-31 | Sousa Ribe | PQS E003/108 | SDR | 170 | 0 | 0 | 98.472 | 52 | 3 |  | 2035 | 0 | 0 | 0 | 0 | 0 | 0 |  |  |  | 0 | 0 | 0 | 0 | 0 | 0 | 98.472 | 98.472 | 98.472 | 98.472 | 98.472 | 492.36 | 52 | 52 | 52 | 52 | 52 | 260 | 590 |  | 0
0 | NAMPULA | SP | MURRUPULA | CS Nihessiue | Refrigerator | PQS_refr | Vestfrost | VLS 154A SDD Greenline |  | Solar | 2020 | Functioning well |  |  |  |  | CCE not to replace |  |  | 2023-01-31 | Sousa Ribe | PQS E003/108 | SDR | 170 | 0 | 0 | 98.472 | 52 | 3 |  | 2035 | 0 | 0 | 0 | 0 | 0 | 0 |  |  |  | 0 | 0 | 0 | 0 | 0 | 0 | 98.472 | 98.472 | 98.472 | 98.472 | 98.472 | 492.36 | 52 | 52 | 52 | 52 | 52 | 260 | 591 |  | 0
0 | NAMPULA | SP | MURRUPULA | CS Tiponha | Refrigerator | PQS_refr | Vestfrost | VLS 154A SDD Greenline |  | Solar | 2020 | Functioning well |  |  |  |  | CCE not to replace |  |  | 2023-01-31 | Sousa Ribe | PQS E003/108 | SDR | 170 | 0 | 0 | 98.472 | 52 | 3 |  | 2035 | 0 | 0 | 0 | 0 | 0 | 0 |  |  |  | 0 | 0 | 0 | 0 | 0 | 0 | 98.472 | 98.472 | 98.472 | 98.472 | 98.472 | 492.36 | 52 | 52 | 52 | 52 | 52 | 260 | 592 |  | 0
0 | NAMPULA | SP | MURRUPULA | CS Umuato | Refrigerator | PQS_refr | Vestfrost | VLS 154A SDD Greenline |  | Solar | 2020 | Functioning well |  |  |  |  | CCE not to replace |  |  | 2023-01-31 | Sousa Ribe | PQS E003/108 | SDR | 170 | 0 | 0 | 98.472 | 52 | 3 |  | 2035 | 0 | 0 | 0 | 0 | 0 | 0 |  |  |  | 0 | 0 | 0 | 0 | 0 | 0 | 98.472 | 98.472 | 98.472 | 98.472 | 98.472 | 492.36 | 52 | 52 | 52 | 52 | 52 | 260 | 593 |  | 0
0 | NAMPULA | SP | MURRUPULA | Kazuzu | Refrigerator | PQS_refr | Vestfrost | VLS 154A SDD Greenline |  | Solar | 2021 | Functioning well |  |  |  |  | CCE not to replace |  |  | 2023-01-31 | Sousa Ribe | PQS E003/108 | SDR | 170 | 0 | 0 | 98.472 | 52 | 2 |  | 2036 | 0 | 0 | 0 | 0 | 0 | 0 |  |  |  | 0 | 0 | 0 | 0 | 0 | 0 | 98.472 | 98.472 | 98.472 | 98.472 | 98.472 | 492.36 | 52 | 52 | 52 | 52 | 52 | 260 | 594 |  | 0
0 | NAMPULA | LD | NACAROA | Depósito D. NACAROA | Refrigerator | PQS_refr | Vestfrost | VLS 154A SDD Greenline |  | Solar | 2020 | Functioning well |  |  |  |  | CCE not to replace |  |  | 2023-01-31 | Sousa Ribe | PQS E003/108 | SDR | 170 | 0 | 0 | 98.472 | 52 | 3 |  | 2035 | 0 | 0 | 0 | 0 | 0 | 0 |  |  |  | 0 | 0 | 0 | 0 | 0 | 0 | 98.472 | 98.472 | 98.472 | 98.472 | 98.472 | 492.36 | 52 | 52 | 52 | 52 | 52 | 260 | 595 |  | 0
0 | NAMPULA | LD | NACAROA | Depósito D. NACAROA | Refrigerator | PQS_refr | Vestfrost | VLS 154A SDD Greenline |  | Solar | 2020 | Functioning well |  |  |  |  | CCE not to replace |  |  | 2023-01-31 | Sousa Ribe | PQS E003/108 | SDR | 170 | 0 | 0 | 98.472 | 52 | 3 |  | 2035 | 0 | 0 | 0 | 0 | 0 | 0 |  |  |  | 0 | 0 | 0 | 0 | 0 | 0 | 98.472 | 98.472 | 98.472 | 98.472 | 98.472 | 492.36 | 52 | 52 | 52 | 52 | 52 | 260 | 596 |  | 0
0 | NAMPULA | LD | NACAROA | Depósito D. NACAROA | Freezer | PQS_freezer | Vestfrost | MF 314 |  | Electricity | 2020 | Functioning well |  |  |  |  | CCE not to replace |  | CCEOP1 | 2023-01-31 | Sousa Ribe | PQS E003/023 | VWPF | 0 | 281 | 0 | 13.752 | 253.8 | 3 |  | 2035 | 0 | 0 | 0 | 0 | 0 | 0 |  |  |  | 0 | 0 | 0 | 0 | 0 | 0 | 13.752 | 13.752 | 13.752 | 13.752 | 13.752 | 68.76 | 253.8 | 253.8 | 253.8 | 253.8 | 253.8 | 1269 | 597 |  | 0
0 | NAMPULA | SP | NACAROA | CS Halaca | Refrigerator | PQS_refr | Vestfrost | VLS 026 RF Green Line |  | Solar | 2020 | Functioning well |  |  |  |  | CCE not to replace |  | CCEOP1 | 2023-01-31 | Sousa Ribe | PQS E003/091 | SDRF | 20 | 34.3 | 0 | 109.2 | 52 | 3 |  | 2035 | 0 | 0 | 0 | 0 | 0 | 0 |  |  |  | 0 | 0 | 0 | 0 | 0 | 0 | 109.2 | 109.2 | 109.2 | 109.2 | 109.2 | 546 | 52 | 52 | 52 | 52 | 52 | 260 | 598 |  | 0
0 | NAMPULA | SP | NACAROA | CS Mahetha | Refrigerator | PQS_refr | Vestfrost | VLS 026 RF Green Line |  | Solar | 2020 | Functioning well |  |  |  |  | CCE not to replace |  | CCEOP1 | 2023-01-31 | Sousa Ribe | PQS E003/091 | SDRF | 20 | 34.3 | 0 | 109.2 | 52 | 3 |  | 2035 | 0 | 0 | 0 | 0 | 0 | 0 |  |  |  | 0 | 0 | 0 | 0 | 0 | 0 | 109.2 | 109.2 | 109.2 | 109.2 | 109.2 | 546 | 52 | 52 | 52 | 52 | 52 | 260 | 599 |  | 0
0 | NAMPULA | SP | NACAROA | CS Muchico | Refrigerator | PQS_refr | Vestfrost | VLS 026 RF Green Line |  | Solar | 2020 | Functioning well |  |  |  |  | CCE not to replace |  | CCEOP1 | 2023-01-31 | Sousa Ribe | PQS E003/091 | SDRF | 20 | 34.3 | 0 | 109.2 | 52 | 3 |  | 2035 | 0 | 0 | 0 | 0 | 0 | 0 |  |  |  | 0 | 0 | 0 | 0 | 0 | 0 | 109.2 | 109.2 | 109.2 | 109.2 | 109.2 | 546 | 52 | 52 | 52 | 52 | 52 | 260 | 600 |  | 0
0 | NAMPULA | SP | NACAROA | CS Nacaroa | Refrigerator | PQS_refr | Vestfrost | VLS 026 RF Green Line |  | Solar | 2020 | Functioning well |  |  |  |  | CCE not to replace |  | CCEOP1 | 2023-01-31 | Sousa Ribe | PQS E003/091 | SDRF | 20 | 34.3 | 0 | 109.2 | 52 | 3 |  | 2035 | 0 | 0 | 0 | 0 | 0 | 0 |  |  |  | 0 | 0 | 0 | 0 | 0 | 0 | 109.2 | 109.2 | 109.2 | 109.2 | 109.2 | 546 | 52 | 52 | 52 | 52 | 52 | 260 | 601 |  | 0
0 | NAMPULA | SP | NACAROA | CS Nachere | Refrigerator | PQS_refr | Vestfrost | VLS 026 RF Green Line |  | Solar | 2020 | Functioning well |  |  |  |  | CCE not to replace |  | CCEOP1 | 2023-01-31 | Sousa Ribe | PQS E003/091 | SDRF | 20 | 34.3 | 0 | 109.2 | 52 | 3 |  | 2035 | 0 | 0 | 0 | 0 | 0 | 0 |  |  |  | 0 | 0 | 0 | 0 | 0 | 0 | 109.2 | 109.2 | 109.2 | 109.2 | 109.2 | 546 | 52 | 52 | 52 | 52 | 52 | 260 | 602 |  | 0
0 | NAMPULA | SP | NACAROA | CS Nahadje | Refrigerator | PQS_refr | Vestfrost | VLS 026 RF Green Line |  | Solar | 2020 | Functioning well |  |  |  |  | CCE not to replace |  | CCEOP1 | 2023-01-31 | Sousa Ribe | PQS E003/091 | SDRF | 20 | 34.3 | 0 | 109.2 | 52 | 3 |  | 2035 | 0 | 0 | 0 | 0 | 0 | 0 |  |  |  | 0 | 0 | 0 | 0 | 0 | 0 | 109.2 | 109.2 | 109.2 | 109.2 | 109.2 | 546 | 52 | 52 | 52 | 52 | 52 | 260 | 603 |  | 0
0 | NAMPULA | SP | NACAROA | CS Saua-Saua | Refrigerator | PQS_refr | Vestfrost | VLS 026 RF Green Line |  | Solar | 2020 | Functioning well |  |  |  |  | CCE not to replace |  | CCEOP1 | 2023-01-31 | Sousa Ribe | PQS E003/091 | SDRF | 20 | 34.3 | 0 | 109.2 | 52 | 3 |  | 2035 | 0 | 0 | 0 | 0 | 0 | 0 |  |  |  | 0 | 0 | 0 | 0 | 0 | 0 | 109.2 | 109.2 | 109.2 | 109.2 | 109.2 | 546 | 52 | 52 | 52 | 52 | 52 | 260 | 604 |  | 0
0 | NAMPULA | LD | RAPALE | Depósito D. RAPALE | Freezer | PQS_freezer | Vestfrost | MF 314 |  | Electricity | 2020 | Functioning well |  |  |  |  | CCE not to replace |  | CCEOP1 | 2023-01-31 | Sousa Ribe | PQS E003/023 | VWPF | 0 | 281 | 0 | 13.752 | 253.8 | 3 |  | 2035 | 0 | 0 | 0 | 0 | 0 | 0 |  |  |  | 0 | 0 | 0 | 0 | 0 | 0 | 13.752 | 13.752 | 13.752 | 13.752 | 13.752 | 68.76 | 253.8 | 253.8 | 253.8 | 253.8 | 253.8 | 1269 | 605 |  | 0
0 | NAMPULA | LD | RAPALE | Depósito D. RAPALE | Refrigerator | PQS_refr | Vestfrost | VLS 026 RF Green Line |  | Solar | 2020 | Functioning well |  |  |  |  | CCE not to replace |  | CCEOP1 | 2023-01-31 | Sousa Ribe | PQS E003/091 | SDRF | 20 | 34.3 | 0 | 109.2 | 52 | 3 |  | 2035 | 0 | 0 | 0 | 0 | 0 | 0 |  |  |  | 0 | 0 | 0 | 0 | 0 | 0 | 109.2 | 109.2 | 109.2 | 109.2 | 109.2 | 546 | 52 | 52 | 52 | 52 | 52 | 260 | 606 |  | 0
0 | NAMPULA | LD | RAPALE | Depósito D. RAPALE | Refrigerator | PQS_refr | Vestfrost | VLS 026 RF Green Line |  | Solar | 2020 | Functioning well |  |  |  |  | CCE not to replace |  | CCEOP1 | 2023-01-31 | Sousa Ribe | PQS E003/091 | SDRF | 20 | 34.3 | 0 | 109.2 | 52 | 3 |  | 2035 | 0 | 0 | 0 | 0 | 0 | 0 |  |  |  | 0 | 0 | 0 | 0 | 0 | 0 | 109.2 | 109.2 | 109.2 | 109.2 | 109.2 | 546 | 52 | 52 | 52 | 52 | 52 | 260 | 607 |  | 0
0 | NAMPULA | SP | RAPALE | CS Caramaja | Refrigerator | PQS_refr | Vestfrost | VLS 026 RF Green Line |  | Solar | 2020 | Functioning well |  |  |  |  | CCE not to replace |  | CCEOP1 | 2023-01-31 | Sousa Ribe | PQS E003/091 | SDRF | 20 | 34.3 | 0 | 109.2 | 52 | 3 |  | 2035 | 0 | 0 | 0 | 0 | 0 | 0 |  |  |  | 0 | 0 | 0 | 0 | 0 | 0 | 109.2 | 109.2 | 109.2 | 109.2 | 109.2 | 546 | 52 | 52 | 52 | 52 | 52 | 260 | 608 |  | 0
0 | NAMPULA | SP | RAPALE | CS Muleheia | Refrigerator | PQS_refr | Vestfrost | VLS 026 RF Green Line |  | Solar | 2015 | Functioning well |  |  |  |  | CCE not to replace |  |  | 2023-01-31 | Sousa Ribe | PQS E003/091 | SDRF | 20 | 34.3 | 0 | 109.2 | 52 | 8 |  | 2030 | 0 | 0 | 0 | 0 | 0 | 0 |  |  |  | 0 | 0 | 0 | 0 | 0 | 0 | 109.2 | 109.2 | 109.2 | 109.2 | 109.2 | 546 | 52 | 52 | 52 | 52 | 52 | 260 | 609 |  | 0
0 | NAMPULA | SP | RAPALE | CS Mutive | Refrigerator | PQS_refr | Vestfrost | VLS 026 RF Green Line |  | Solar | 2015 | Functioning well |  |  |  |  | CCE not to replace |  |  | 2023-01-31 | Sousa Ribe | PQS E003/091 | SDRF | 20 | 34.3 | 0 | 109.2 | 52 | 8 |  | 2030 | 0 | 0 | 0 | 0 | 0 | 0 |  |  |  | 0 | 0 | 0 | 0 | 0 | 0 | 109.2 | 109.2 | 109.2 | 109.2 | 109.2 | 546 | 52 | 52 | 52 | 52 | 52 | 260 | 610 |  | 0
0 | NAMPULA | SP | RAPALE | CS Mutovo | Refrigerator | PQS_refr | Vestfrost | VLS 026 RF Green Line |  | Solar | 2019 | Functioning well |  |  |  |  | CCE not to replace |  |  | 2023-01-31 | Sousa Ribe | PQS E003/091 | SDRF | 20 | 34.3 | 0 | 109.2 | 52 | 4 |  | 2034 | 0 | 0 | 0 | 0 | 0 | 0 |  |  |  | 0 | 0 | 0 | 0 | 0 | 0 | 109.2 | 109.2 | 109.2 | 109.2 | 109.2 | 546 | 52 | 52 | 52 | 52 | 52 | 260 | 611 |  | 0
0 | NAMPULA | SP | RAPALE | CS Namaita | Refrigerator | PQS_refr | Vestfrost | VLS 026 RF Green Line |  | Solar | 2014 | Functioning well |  |  |  |  | CCE not to replace |  |  | 2023-01-31 | Sousa Ribe | PQS E003/091 | SDRF | 20 | 34.3 | 0 | 109.2 | 52 | 9 |  | 2029 | 0 | 0 | 0 | 0 | 1 | 1 |  |  |  | 0 | 0 | 0 | 0 | #N/A | #N/A | 109.2 | 109.2 | 109.2 | 109.2 | #N/A | #N/A | 52 | 52 | 52 | 52 | #N/A | #N/A | 612 |  | 0
0 | NAMPULA | SP | RAPALE | CS Namucaua | Refrigerator | PQS_refr | Vestfrost | MK 304 |  | Electricity | 2020 | Functioning well |  |  |  |  | CCE not to replace |  |  | 2023-01-31 | Sousa Ribe | PQS E003/007 | ILR | 105 | 0 | 0 | 19.032 | 192 | 3 |  | 2035 | 0 | 0 | 0 | 0 | 0 | 0 |  |  |  | 0 | 0 | 0 | 0 | 0 | 0 | 19.032 | 19.032 | 19.032 | 19.032 | 19.032 | 95.16 | 192 | 192 | 192 | 192 | 192 | 960 | 613 |  | 0
0 | NAMPULA | SP | RAPALE | CS Rapale | Refrigerator | PQS_refr | Vestfrost | VLS 056 RF SDD |  | Solar | 2019 | Functioning well |  |  |  |  | CCE not to replace |  |  | 2023-01-31 | Sousa Ribe | PQS E003/092 | SDRF | 36 | 34.3 | 0 | 116.04 | 52 | 4 |  | 2034 | 0 | 0 | 0 | 0 | 0 | 0 |  |  |  | 0 | 0 | 0 | 0 | 0 | 0 | 116.04 | 116.04 | 116.04 | 116.04 | 116.04 | 580.2 | 52 | 52 | 52 | 52 | 52 | 260 | 614 |  | 0
0 | NAMPULA | LD | MOMA | Depósito D. MOMA | Refrigerator | PQS_refr | Vestfrost | VLS 056 RF SDD |  | Solar | 2022 | Functioning well |  |  |  |  | CCE not to replace |  | CCEOP1 | 2023-01-31 | Sousa Ribe | PQS E003/092 | SDRF | 36 | 34.3 | 0 | 116.04 | 52 | 1 |  | 2037 | 0 | 0 | 0 | 0 | 0 | 0 |  |  |  | 0 | 0 | 0 | 0 | 0 | 0 | 116.04 | 116.04 | 116.04 | 116.04 | 116.04 | 580.2 | 52 | 52 | 52 | 52 | 52 | 260 | 615 |  | 0
0 | NAMPULA | LD | MOMA | Depósito D. MOMA | Refrigerator | PQS_refr | Vestfrost | VLS 056 RF SDD |  | Solar | 2022 | Functioning well |  |  |  |  | CCE not to replace |  | CCEOP1 | 2023-01-31 | Sousa Ribe | PQS E003/092 | SDRF | 36 | 34.3 | 0 | 116.04 | 52 | 1 |  | 2037 | 0 | 0 | 0 | 0 | 0 | 0 |  |  |  | 0 | 0 | 0 | 0 | 0 | 0 | 116.04 | 116.04 | 116.04 | 116.04 | 116.04 | 580.2 | 52 | 52 | 52 | 52 | 52 | 260 | 616 |  | 0
0 | NAMPULA | LD | MOMA | Depósito D. MOMA | Refrigerator | PQS_refr | Vestfrost | VLS 056 RF SDD |  | Solar | 2022 | Functioning well |  |  |  |  | CCE not to replace |  | CCEOP1 | 2023-01-31 | Sousa Ribe | PQS E003/092 | SDRF | 36 | 34.3 | 0 | 116.04 | 52 | 1 |  | 2037 | 0 | 0 | 0 | 0 | 0 | 0 |  |  |  | 0 | 0 | 0 | 0 | 0 | 0 | 116.04 | 116.04 | 116.04 | 116.04 | 116.04 | 580.2 | 52 | 52 | 52 | 52 | 52 | 260 | 617 |  | 0
0 | NAMPULA | SP | MOMA | C.S.Chalaua | Refrigerator | PQS_refr | Vestfrost | VLS 056 RF SDD |  | Solar | 2022 | Functioning well |  |  |  |  | CCE not to replace |  | CCEOP1 | 2023-01-31 | Sousa Ribe | PQS E003/092 | SDRF | 36 | 34.3 | 0 | 116.04 | 52 | 1 |  | 2037 | 0 | 0 | 0 | 0 | 0 | 0 |  |  |  | 0 | 0 | 0 | 0 | 0 | 0 | 116.04 | 116.04 | 116.04 | 116.04 | 116.04 | 580.2 | 52 | 52 | 52 | 52 | 52 | 260 | 618 |  | 0
0 | NAMPULA | SP | MOMA | C.S.Mavuco | Refrigerator | PQS_refr | Vestfrost | VLS 056 RF SDD |  | Solar | 2019 | Functioning well |  |  |  |  | CCE not to replace |  |  | 2023-01-31 | Sousa Ribe | PQS E003/092 | SDRF | 36 | 34.3 | 0 | 116.04 | 52 | 4 |  | 2034 | 0 | 0 | 0 | 0 | 0 | 0 |  |  |  | 0 | 0 | 0 | 0 | 0 | 0 | 116.04 | 116.04 | 116.04 | 116.04 | 116.04 | 580.2 | 52 | 52 | 52 | 52 | 52 | 260 | 619 |  | 0
0 | NAMPULA | SP | MOMA | C.S.Micane | Refrigerator | PQS_refr | Vestfrost | VLS 056 RF SDD |  | Solar | 2019 | Functioning well |  |  |  |  | CCE not to replace |  |  | 2023-01-31 | Sousa Ribe | PQS E003/092 | SDRF | 36 | 34.3 | 0 | 116.04 | 52 | 4 |  | 2034 | 0 | 0 | 0 | 0 | 0 | 0 |  |  |  | 0 | 0 | 0 | 0 | 0 | 0 | 116.04 | 116.04 | 116.04 | 116.04 | 116.04 | 580.2 | 52 | 52 | 52 | 52 | 52 | 260 | 620 |  | 0
0 | NAMPULA | SP | MOMA | C.S.Uala | Refrigerator | PQS_refr | Vestfrost | VLS 056 RF SDD |  | Solar | 2019 | Functioning well |  |  |  |  | CCE not to replace |  |  | 2023-01-31 | Sousa Ribe | PQS E003/092 | SDRF | 36 | 34.3 | 0 | 116.04 | 52 | 4 |  | 2034 | 0 | 0 | 0 | 0 | 0 | 0 |  |  |  | 0 | 0 | 0 | 0 | 0 | 0 | 116.04 | 116.04 | 116.04 | 116.04 | 116.04 | 580.2 | 52 | 52 | 52 | 52 | 52 | 260 | 621 |  | 0
0 | NAMPULA | SP | MOMA | Centro de Saude de Piqueira | Refrigerator | PQS_refr | Vestfrost | VLS 056 RF SDD |  | Solar | 2019 | Functioning well |  |  |  |  | CCE not to replace |  |  | 2023-01-31 | Sousa Ribe | PQS E003/092 | SDRF | 36 | 34.3 | 0 | 116.04 | 52 | 4 |  | 2034 | 0 | 0 | 0 | 0 | 0 | 0 |  |  |  | 0 | 0 | 0 | 0 | 0 | 0 | 116.04 | 116.04 | 116.04 | 116.04 | 116.04 | 580.2 | 52 | 52 | 52 | 52 | 52 | 260 | 622 |  | 0
0 | NAMPULA | SP | MOMA | CS Briganha | Refrigerator | PQS_refr | Vestfrost | VLS 056 RF SDD |  | Solar | 2019 | Functioning well |  |  |  |  | CCE not to replace |  |  | 2023-01-31 | Sousa Ribe | PQS E003/092 | SDRF | 36 | 34.3 | 0 | 116.04 | 52 | 4 |  | 2034 | 0 | 0 | 0 | 0 | 0 | 0 |  |  |  | 0 | 0 | 0 | 0 | 0 | 0 | 116.04 | 116.04 | 116.04 | 116.04 | 116.04 | 580.2 | 52 | 52 | 52 | 52 | 52 | 260 | 623 |  | 0
0 | NAMPULA | SP | MOMA | CS Ligonha (Mucoroge) | Refrigerator | PQS_refr | Vestfrost | VLS 056 RF SDD |  | Solar | 2019 | Functioning well |  |  |  |  | CCE not to replace |  |  | 2023-01-31 | Sousa Ribe | PQS E003/092 | SDRF | 36 | 34.3 | 0 | 116.04 | 52 | 4 |  | 2034 | 0 | 0 | 0 | 0 | 0 | 0 |  |  |  | 0 | 0 | 0 | 0 | 0 | 0 | 116.04 | 116.04 | 116.04 | 116.04 | 116.04 | 580.2 | 52 | 52 | 52 | 52 | 52 | 260 | 624 |  | 0
0 | NAMPULA | SP | MOMA | CS Pilivili | Refrigerator | PQS_refr | Vestfrost | VLS 056 RF SDD |  | Solar | 2019 | Functioning well |  |  |  |  | CCE not to replace |  |  | 2023-01-31 | Sousa Ribe | PQS E003/092 | SDRF | 36 | 34.3 | 0 | 116.04 | 52 | 4 |  | 2034 | 0 | 0 | 0 | 0 | 0 | 0 |  |  |  | 0 | 0 | 0 | 0 | 0 | 0 | 116.04 | 116.04 | 116.04 | 116.04 | 116.04 | 580.2 | 52 | 52 | 52 | 52 | 52 | 260 | 625 |  | 0
0 | NAMPULA | SP | MOMA | HD Moma | Refrigerator | PQS_refr | B Medical Systems Sarl (Dometic) | TCW 80 AC |  | Electricity | 2020 | Functioning well |  |  |  |  | CCE not to replace |  | CCEOP1 | 2023-01-31 | Sousa Ribe | PQS E003/101 | ILR | 80.5 | 0 | 0 | 71.808 | 69.6 | 3 |  | 2035 | 0 | 0 | 0 | 0 | 0 | 0 |  |  |  | 0 | 0 | 0 | 0 | 0 | 0 | 71.808 | 71.808 | 71.808 | 71.808 | 71.808 | 359.04 | 69.6 | 69.6 | 69.6 | 69.6 | 69.6 | 348 | 626 |  | 0
0 | NAMPULA | SP | MOMA | PS Metil | Refrigerator | PQS_refr | B Medical Systems Sarl (Dometic) | TCW 80 AC |  | Electricity | 2020 | Functioning well |  |  |  |  | CCE not to replace |  | CCEOP1 | 2023-01-31 | Sousa Ribe | PQS E003/101 | ILR | 80.5 | 0 | 0 | 71.808 | 69.6 | 3 |  | 2035 | 0 | 0 | 0 | 0 | 0 | 0 |  |  |  | 0 | 0 | 0 | 0 | 0 | 0 | 71.808 | 71.808 | 71.808 | 71.808 | 71.808 | 359.04 | 69.6 | 69.6 | 69.6 | 69.6 | 69.6 | 348 | 627 |  | 0
0 | NAMPULA | SP | MOMA | PS Savara | Refrigerator | PQS_refr | B Medical Systems Sarl (Dometic) | TCW 80 AC |  | Electricity | 2020 | Functioning well |  |  |  |  | CCE not to replace |  | CCEOP1 | 2023-01-31 | Sousa Ribe | PQS E003/101 | ILR | 80.5 | 0 | 0 | 71.808 | 69.6 | 3 |  | 2035 | 0 | 0 | 0 | 0 | 0 | 0 |  |  |  | 0 | 0 | 0 | 0 | 0 | 0 | 71.808 | 71.808 | 71.808 | 71.808 | 71.808 | 359.04 | 69.6 | 69.6 | 69.6 | 69.6 | 69.6 | 348 | 628 |  | 0
0 | NAMPULA | SP | MOMA | CS Ligonha (Mucoroge) | Refrigerator | PQS_refr | Vestfrost | MK 304 |  | Electricity | 2020 | Functioning well |  |  |  |  | CCE not to replace |  |  | 2023-01-31 | Sousa Ribe | PQS E003/007 | ILR | 105 | 0 | 0 | 19.032 | 192 | 3 |  | 2035 | 0 | 0 | 0 | 0 | 0 | 0 |  |  |  | 0 | 0 | 0 | 0 | 0 | 0 | 19.032 | 19.032 | 19.032 | 19.032 | 19.032 | 95.16 | 192 | 192 | 192 | 192 | 192 | 960 | 629 |  | 0
0 | NAMPULA | SP | MOMA | CS Pilivili | Refrigerator | PQS_refr | Vestfrost | VLS 056 RF SDD |  | Solar | 2019 | Functioning well |  |  |  |  | CCE not to replace |  |  | 2023-01-31 | Sousa Ribe | PQS E003/092 | SDRF | 36 | 34.3 | 0 | 116.04 | 52 | 4 |  | 2034 | 0 | 0 | 0 | 0 | 0 | 0 |  |  |  | 0 | 0 | 0 | 0 | 0 | 0 | 116.04 | 116.04 | 116.04 | 116.04 | 116.04 | 580.2 | 52 | 52 | 52 | 52 | 52 | 260 | 630 |  | 0
0 | NAMPULA | SP | MOMA | HD Moma | Refrigerator | PQS_refr | Vestfrost | VLS 056 RF SDD |  | Solar | 2019 | Functioning well |  |  |  |  | CCE not to replace |  |  | 2023-01-31 | Sousa Ribe | PQS E003/092 | SDRF | 36 | 34.3 | 0 | 116.04 | 52 | 4 |  | 2034 | 0 | 0 | 0 | 0 | 0 | 0 |  |  |  | 0 | 0 | 0 | 0 | 0 | 0 | 116.04 | 116.04 | 116.04 | 116.04 | 116.04 | 580.2 | 52 | 52 | 52 | 52 | 52 | 260 | 631 |  | 0
0 | NAMPULA | SP | MOMA | PS Metil | Refrigerator | PQS_refr | Vestfrost | VLS 056 RF SDD |  | Solar | 2019 | Functioning well |  |  |  |  | CCE not to replace |  |  | 2023-01-31 | Sousa Ribe | PQS E003/092 | SDRF | 36 | 34.3 | 0 | 116.04 | 52 | 4 |  | 2034 | 0 | 0 | 0 | 0 | 0 | 0 |  |  |  | 0 | 0 | 0 | 0 | 0 | 0 | 116.04 | 116.04 | 116.04 | 116.04 | 116.04 | 580.2 | 52 | 52 | 52 | 52 | 52 | 260 | 632 |  | 0
0 | NAMPULA | SP | MOMA | PS Savara | Refrigerator | PQS_refr | Vestfrost | VLS 056 RF SDD |  | Solar | 2020 | Functioning well |  |  |  |  | CCE not to replace |  | CCEOP1 | 2023-01-31 | Sousa Ribe | PQS E003/092 | SDRF | 36 | 34.3 | 0 | 116.04 | 52 | 3 |  | 2035 | 0 | 0 | 0 | 0 | 0 | 0 |  |  |  | 0 | 0 | 0 | 0 | 0 | 0 | 116.04 | 116.04 | 116.04 | 116.04 | 116.04 | 580.2 | 52 | 52 | 52 | 52 | 52 | 260 | 633 |  | 0
0 | NAMPULA | LD | MOGINCUAL | Depósito D. MOGINCUAL | Freezer | PQS_freezer | Vestfrost | MF 314 |  | Electricity | 2020 | Functioning well |  |  |  |  | CCE not to replace |  | CCEOP1 | 2023-01-31 | Sousa Ribe | PQS E003/023 | VWPF | 0 | 281 | 0 | 13.752 | 253.8 | 3 |  | 2035 | 0 | 0 | 0 | 0 | 0 | 0 |  |  |  | 0 | 0 | 0 | 0 | 0 | 0 | 13.752 | 13.752 | 13.752 | 13.752 | 13.752 | 68.76 | 253.8 | 253.8 | 253.8 | 253.8 | 253.8 | 1269 | 634 |  | 0
0 | NAMPULA | LD | MOGINCUAL | Depósito D. MOGINCUAL | Refrigerator | PQS_refr | Vestfrost | VLS 056 RF SDD |  | Solar | 2020 | Functioning well |  |  |  |  | CCE not to replace |  | CCEOP1 | 2023-01-31 | Sousa Ribe | PQS E003/092 | SDRF | 36 | 34.3 | 0 | 116.04 | 52 | 3 |  | 2035 | 0 | 0 | 0 | 0 | 0 | 0 |  |  |  | 0 | 0 | 0 | 0 | 0 | 0 | 116.04 | 116.04 | 116.04 | 116.04 | 116.04 | 580.2 | 52 | 52 | 52 | 52 | 52 | 260 | 635 |  | 0
0 | NAMPULA | LD | MOGINCUAL | Depósito D. MOGINCUAL | Refrigerator | PQS_refr | Vestfrost | VLS 056 RF SDD |  | Solar | 2020 | Functioning well |  |  |  |  | CCE not to replace |  | CCEOP1 | 2023-01-31 | Sousa Ribe | PQS E003/092 | SDRF | 36 | 34.3 | 0 | 116.04 | 52 | 3 |  | 2035 | 0 | 0 | 0 | 0 | 0 | 0 |  |  |  | 0 | 0 | 0 | 0 | 0 | 0 | 116.04 | 116.04 | 116.04 | 116.04 | 116.04 | 580.2 | 52 | 52 | 52 | 52 | 52 | 260 | 636 |  | 0
0 | NAMPULA | SP | MOGINCUAL | CS Mepeone (NAKIRA) | Refrigerator | PQS_refr | B Medical Systems Sarl (Dometic) | TCW 80 AC |  | Electricity | 2020 | Functioning well |  |  |  |  | CCE not to replace |  | CCEOP1 | 2023-01-31 | Sousa Ribe | PQS E003/101 | ILR | 80.5 | 0 | 0 | 71.808 | 69.6 | 3 |  | 2035 | 0 | 0 | 0 | 0 | 0 | 0 |  |  |  | 0 | 0 | 0 | 0 | 0 | 0 | 71.808 | 71.808 | 71.808 | 71.808 | 71.808 | 359.04 | 69.6 | 69.6 | 69.6 | 69.6 | 69.6 | 348 | 637 |  | 0
0 | NAMPULA | SP | MOGINCUAL | CS Namige | Refrigerator | PQS_refr | B Medical Systems Sarl (Dometic) | TCW 80 AC |  | Electricity | 2020 | Functioning well |  |  |  |  | CCE not to replace |  | CCEOP1 | 2023-01-31 | Sousa Ribe | PQS E003/101 | ILR | 80.5 | 0 | 0 | 71.808 | 69.6 | 3 |  | 2035 | 0 | 0 | 0 | 0 | 0 | 0 |  |  |  | 0 | 0 | 0 | 0 | 0 | 0 | 71.808 | 71.808 | 71.808 | 71.808 | 71.808 | 359.04 | 69.6 | 69.6 | 69.6 | 69.6 | 69.6 | 348 | 638 |  | 0
0 | NAMPULA | SP | MOGINCUAL | CS Quixaxe | Refrigerator | PQS_refr | B Medical Systems Sarl (Dometic) | TCW 80 AC |  | Electricity | 2020 | Functioning well |  |  |  |  | CCE not to replace |  | CCEOP1 | 2023-01-31 | Sousa Ribe | PQS E003/101 | ILR | 80.5 | 0 | 0 | 71.808 | 69.6 | 3 |  | 2035 | 0 | 0 | 0 | 0 | 0 | 0 |  |  |  | 0 | 0 | 0 | 0 | 0 | 0 | 71.808 | 71.808 | 71.808 | 71.808 | 71.808 | 359.04 | 69.6 | 69.6 | 69.6 | 69.6 | 69.6 | 348 | 639 |  | 0
0 | NAMPULA | SP | MOGINCUAL | CS Radanamaga | Refrigerator | PQS_refr | B Medical Systems Sarl (Dometic) | TCW 80 AC |  | Electricity | 2020 | Functioning well |  |  |  |  | CCE not to replace |  | CCEOP1 | 2023-01-31 | Sousa Ribe | PQS E003/101 | ILR | 80.5 | 0 | 0 | 71.808 | 69.6 | 3 |  | 2035 | 0 | 0 | 0 | 0 | 0 | 0 |  |  |  | 0 | 0 | 0 | 0 | 0 | 0 | 71.808 | 71.808 | 71.808 | 71.808 | 71.808 | 359.04 | 69.6 | 69.6 | 69.6 | 69.6 | 69.6 | 348 | 640 |  | 0
0 | NAMPULA | SP | MOGINCUAL | CS Xa-Momade | Refrigerator | PQS_refr | B Medical Systems Sarl (Dometic) | TCW 80 AC |  | Electricity | 2020 | Functioning well |  |  |  |  | CCE not to replace |  | CCEOP1 | 2023-01-31 | Sousa Ribe | PQS E003/101 | ILR | 80.5 | 0 | 0 | 71.808 | 69.6 | 3 |  | 2035 | 0 | 0 | 0 | 0 | 0 | 0 |  |  |  | 0 | 0 | 0 | 0 | 0 | 0 | 71.808 | 71.808 | 71.808 | 71.808 | 71.808 | 359.04 | 69.6 | 69.6 | 69.6 | 69.6 | 69.6 | 348 | 641 |  | 0
0 | NAMPULA | SP | MOGINCUAL | CS Xa-Selemane | Refrigerator | PQS_refr | Vestfrost | VLS 054A SDD Greenline |  | Solar | 2020 | Functioning well |  |  |  |  | CCE not to replace |  | CCEOP1 | 2023-01-31 | Sousa Ribe | PQS E003/106 | SDR | 55.5 | 0 | 0 | 70.176 | 52 | 3 |  | 2035 | 0 | 0 | 0 | 0 | 0 | 0 |  |  |  | 0 | 0 | 0 | 0 | 0 | 0 | 70.176 | 70.176 | 70.176 | 70.176 | 70.176 | 350.88 | 52 | 52 | 52 | 52 | 52 | 260 | 642 |  | 0
0 | NAMPULA | LD | MALEMA | Depósito D. MALEMA | Refrigerator | PQS_refr | B Medical Systems Sarl (Dometic) | TCW 80 AC |  | Electricity | 2020 | Functioning well |  |  |  |  | CCE not to replace |  | CCEOP1 | 2023-01-31 | Sousa Ribe | PQS E003/101 | ILR | 80.5 | 0 | 0 | 71.808 | 69.6 | 3 |  | 2035 | 0 | 0 | 0 | 0 | 0 | 0 |  |  |  | 0 | 0 | 0 | 0 | 0 | 0 | 71.808 | 71.808 | 71.808 | 71.808 | 71.808 | 359.04 | 69.6 | 69.6 | 69.6 | 69.6 | 69.6 | 348 | 643 |  | 0
0 | NAMPULA | LD | MALEMA | Depósito D. MALEMA | Refrigerator | PQS_refr | B Medical Systems Sarl (Dometic) | TCW 80 AC |  | Electricity | 2020 | Functioning well |  |  |  |  | CCE not to replace |  | CCEOP1 | 2023-01-31 | Sousa Ribe | PQS E003/101 | ILR | 80.5 | 0 | 0 | 71.808 | 69.6 | 3 |  | 2035 | 0 | 0 | 0 | 0 | 0 | 0 |  |  |  | 0 | 0 | 0 | 0 | 0 | 0 | 71.808 | 71.808 | 71.808 | 71.808 | 71.808 | 359.04 | 69.6 | 69.6 | 69.6 | 69.6 | 69.6 | 348 | 644 |  | 0
0 | NAMPULA | LD | MALEMA | Depósito D. MALEMA | Refrigerator | PQS_refr | B Medical Systems Sarl (Dometic) | TCW 80 AC |  | Electricity | 2020 | Functioning well |  |  |  |  | CCE not to replace |  | CCEOP1 | 2023-01-31 | Sousa Ribe | PQS E003/101 | ILR | 80.5 | 0 | 0 | 71.808 | 69.6 | 3 |  | 2035 | 0 | 0 | 0 | 0 | 0 | 0 |  |  |  | 0 | 0 | 0 | 0 | 0 | 0 | 71.808 | 71.808 | 71.808 | 71.808 | 71.808 | 359.04 | 69.6 | 69.6 | 69.6 | 69.6 | 69.6 | 348 | 645 |  | 0
0 | NAMPULA | SP | MALEMA | CS Chuhulo | Refrigerator | PQS_refr | B Medical Systems Sarl (Dometic) | TCW 80 AC |  | Electricity | 2020 | Functioning well |  |  |  |  | CCE not to replace |  | CCEOP1 | 2023-01-31 | Sousa Ribe | PQS E003/101 | ILR | 80.5 | 0 | 0 | 71.808 | 69.6 | 3 |  | 2035 | 0 | 0 | 0 | 0 | 0 | 0 |  |  |  | 0 | 0 | 0 | 0 | 0 | 0 | 71.808 | 71.808 | 71.808 | 71.808 | 71.808 | 359.04 | 69.6 | 69.6 | 69.6 | 69.6 | 69.6 | 348 | 646 |  | 0
0 | NAMPULA | SP | MALEMA | CS Cunvarre | Refrigerator | PQS_refr | B Medical Systems Sarl (Dometic) | TCW 80 AC |  | Electricity | 2020 | Functioning well |  |  |  |  | CCE not to replace |  | CCEOP1 | 2023-01-31 | Sousa Ribe | PQS E003/101 | ILR | 80.5 | 0 | 0 | 71.808 | 69.6 | 3 |  | 2035 | 0 | 0 | 0 | 0 | 0 | 0 |  |  |  | 0 | 0 | 0 | 0 | 0 | 0 | 71.808 | 71.808 | 71.808 | 71.808 | 71.808 | 359.04 | 69.6 | 69.6 | 69.6 | 69.6 | 69.6 | 348 | 647 |  | 0
0 | NAMPULA | SP | MALEMA | CS Malema | Refrigerator | PQS_refr | B Medical Systems Sarl (Dometic) | TCW 80 AC |  | Electricity | 2020 | Functioning well |  |  |  |  | CCE not to replace |  | CCEOP1 | 2023-01-31 | Sousa Ribe | PQS E003/101 | ILR | 80.5 | 0 | 0 | 71.808 | 69.6 | 3 |  | 2035 | 0 | 0 | 0 | 0 | 0 | 0 |  |  |  | 0 | 0 | 0 | 0 | 0 | 0 | 71.808 | 71.808 | 71.808 | 71.808 | 71.808 | 359.04 | 69.6 | 69.6 | 69.6 | 69.6 | 69.6 | 348 | 648 |  | 0
0 | NAMPULA | SP | MALEMA | CS Murralelo | Refrigerator | PQS_refr | Vestfrost | VLS 154A SDD Greenline |  | Solar | 2020 | Functioning well |  |  |  |  | CCE not to replace |  |  | 2023-01-31 | Sousa Ribe | PQS E003/108 | SDR | 170 | 0 | 0 | 98.472 | 52 | 3 |  | 2035 | 0 | 0 | 0 | 0 | 0 | 0 |  |  |  | 0 | 0 | 0 | 0 | 0 | 0 | 98.472 | 98.472 | 98.472 | 98.472 | 98.472 | 492.36 | 52 | 52 | 52 | 52 | 52 | 260 | 649 |  | 0
0 | NAMPULA | SP | MALEMA | CS Murripa | Refrigerator | PQS_refr | Vestfrost | VLS 154A SDD Greenline |  | Solar | 2020 | Functioning well |  |  |  |  | CCE not to replace |  |  | 2023-01-31 | Sousa Ribe | PQS E003/108 | SDR | 170 | 0 | 0 | 98.472 | 52 | 3 |  | 2035 | 0 | 0 | 0 | 0 | 0 | 0 |  |  |  | 0 | 0 | 0 | 0 | 0 | 0 | 98.472 | 98.472 | 98.472 | 98.472 | 98.472 | 492.36 | 52 | 52 | 52 | 52 | 52 | 260 | 650 |  | 0
0 | NAMPULA | SP | MALEMA | CS Murumbo | Refrigerator | PQS_refr | Vestfrost | VLS 154A SDD Greenline |  | Solar | 2020 | Functioning well |  |  |  |  | CCE not to replace |  |  | 2023-01-31 | Sousa Ribe | PQS E003/108 | SDR | 170 | 0 | 0 | 98.472 | 52 | 3 |  | 2035 | 0 | 0 | 0 | 0 | 0 | 0 |  |  |  | 0 | 0 | 0 | 0 | 0 | 0 | 98.472 | 98.472 | 98.472 | 98.472 | 98.472 | 492.36 | 52 | 52 | 52 | 52 | 52 | 260 | 651 |  | 0
0 | NAMPULA | SP | MALEMA | CS Mutuali | Refrigerator | PQS_refr | Vestfrost | VLS 154A SDD Greenline |  | Solar | 2020 | Functioning well |  |  |  |  | CCE not to replace |  |  | 2023-01-31 | Sousa Ribe | PQS E003/108 | SDR | 170 | 0 | 0 | 98.472 | 52 | 3 |  | 2035 | 0 | 0 | 0 | 0 | 0 | 0 |  |  |  | 0 | 0 | 0 | 0 | 0 | 0 | 98.472 | 98.472 | 98.472 | 98.472 | 98.472 | 492.36 | 52 | 52 | 52 | 52 | 52 | 260 | 652 |  | 0
0 | NAMPULA | SP | MALEMA | CS Nakata | Refrigerator | PQS_refr | Vestfrost | VLS 154A SDD Greenline |  | Solar | 2020 | Functioning well |  |  |  |  | CCE not to replace |  |  | 2023-01-31 | Sousa Ribe | PQS E003/108 | SDR | 170 | 0 | 0 | 98.472 | 52 | 3 |  | 2035 | 0 | 0 | 0 | 0 | 0 | 0 |  |  |  | 0 | 0 | 0 | 0 | 0 | 0 | 98.472 | 98.472 | 98.472 | 98.472 | 98.472 | 492.36 | 52 | 52 | 52 | 52 | 52 | 260 | 653 |  | 0
0 | NAMPULA | SP | MALEMA | CS Nataleia | Refrigerator | PQS_refr | Vestfrost | VLS 154A SDD Greenline |  | Solar | 2020 | Functioning well |  |  |  |  | CCE not to replace |  |  | 2023-01-31 | Sousa Ribe | PQS E003/108 | SDR | 170 | 0 | 0 | 98.472 | 52 | 3 |  | 2035 | 0 | 0 | 0 | 0 | 0 | 0 |  |  |  | 0 | 0 | 0 | 0 | 0 | 0 | 98.472 | 98.472 | 98.472 | 98.472 | 98.472 | 492.36 | 52 | 52 | 52 | 52 | 52 | 260 | 654 |  | 0
0 | NAMPULA | LD | MECUBURI | Depósito D. MECUBURI | Freezer | PQS_freezer | Vestfrost | MF 314 |  | Electricity | 2020 | Functioning well |  |  |  |  | CCE not to replace |  | CCEOP1 | 2023-01-31 | Sousa Ribe | PQS E003/023 | VWPF | 0 | 281 | 0 | 13.752 | 253.8 | 3 |  | 2035 | 0 | 0 | 0 | 0 | 0 | 0 |  |  |  | 0 | 0 | 0 | 0 | 0 | 0 | 13.752 | 13.752 | 13.752 | 13.752 | 13.752 | 68.76 | 253.8 | 253.8 | 253.8 | 253.8 | 253.8 | 1269 | 655 |  | 0
0 | NAMPULA | LD | MECUBURI | Depósito D. MECUBURI | Refrigerator | PQS_refr | B Medical Systems Sarl (Dometic) | TCW 80 AC |  | Electricity | 2020 | Functioning well |  |  |  |  | CCE not to replace |  | CCEOP1 | 2023-01-31 | Sousa Ribe | PQS E003/101 | ILR | 80.5 | 0 | 0 | 71.808 | 69.6 | 3 |  | 2035 | 0 | 0 | 0 | 0 | 0 | 0 |  |  |  | 0 | 0 | 0 | 0 | 0 | 0 | 71.808 | 71.808 | 71.808 | 71.808 | 71.808 | 359.04 | 69.6 | 69.6 | 69.6 | 69.6 | 69.6 | 348 | 656 |  | 0
0 | NAMPULA | LD | MECUBURI | Depósito D. MECUBURI | Refrigerator | PQS_refr | B Medical Systems Sarl (Dometic) | TCW 80 AC |  | Electricity | 2020 | Functioning well |  |  |  |  | CCE not to replace |  | CCEOP1 | 2023-01-31 | Sousa Ribe | PQS E003/101 | ILR | 80.5 | 0 | 0 | 71.808 | 69.6 | 3 |  | 2035 | 0 | 0 | 0 | 0 | 0 | 0 |  |  |  | 0 | 0 | 0 | 0 | 0 | 0 | 71.808 | 71.808 | 71.808 | 71.808 | 71.808 | 359.04 | 69.6 | 69.6 | 69.6 | 69.6 | 69.6 | 348 | 657 |  | 0
0 | NAMPULA | SP | MECUBURI | C.S de Namina | Refrigerator | PQS_refr | B Medical Systems Sarl (Dometic) | TCW 80 AC |  | Electricity | 2020 | Functioning well |  |  |  |  | CCE not to replace |  | CCEOP1 | 2023-01-31 | Sousa Ribe | PQS E003/101 | ILR | 80.5 | 0 | 0 | 71.808 | 69.6 | 3 |  | 2035 | 0 | 0 | 0 | 0 | 0 | 0 |  |  |  | 0 | 0 | 0 | 0 | 0 | 0 | 71.808 | 71.808 | 71.808 | 71.808 | 71.808 | 359.04 | 69.6 | 69.6 | 69.6 | 69.6 | 69.6 | 348 | 658 |  | 0
0 | NAMPULA | SP | MECUBURI | CS Issipe | Refrigerator | PQS_refr | B Medical Systems Sarl (Dometic) | TCW 80 AC |  | Electricity | 2020 | Functioning well |  |  |  |  | CCE not to replace |  | CCEOP1 | 2023-01-31 | Sousa Ribe | PQS E003/101 | ILR | 80.5 | 0 | 0 | 71.808 | 69.6 | 3 |  | 2035 | 0 | 0 | 0 | 0 | 0 | 0 |  |  |  | 0 | 0 | 0 | 0 | 0 | 0 | 71.808 | 71.808 | 71.808 | 71.808 | 71.808 | 359.04 | 69.6 | 69.6 | 69.6 | 69.6 | 69.6 | 348 | 659 |  | 0
0 | NAMPULA | SP | MECUBURI | CS Malithe | Refrigerator | PQS_refr | B Medical Systems Sarl (Dometic) | TCW 80 AC |  | Electricity | 2020 | Functioning well |  |  |  |  | CCE not to replace |  | CCEOP1 | 2023-01-31 | Sousa Ribe | PQS E003/101 | ILR | 80.5 | 0 | 0 | 71.808 | 69.6 | 3 |  | 2035 | 0 | 0 | 0 | 0 | 0 | 0 |  |  |  | 0 | 0 | 0 | 0 | 0 | 0 | 71.808 | 71.808 | 71.808 | 71.808 | 71.808 | 359.04 | 69.6 | 69.6 | 69.6 | 69.6 | 69.6 | 348 | 660 |  | 0
0 | NAMPULA | SP | MECUBURI | CS Mecuburi | Refrigerator | PQS_refr | B Medical Systems Sarl (Dometic) | TCW 80 AC |  | Electricity | 2020 | Functioning well |  |  |  |  | CCE not to replace |  | CCEOP1 | 2023-01-31 | Sousa Ribe | PQS E003/101 | ILR | 80.5 | 0 | 0 | 71.808 | 69.6 | 3 |  | 2035 | 0 | 0 | 0 | 0 | 0 | 0 |  |  |  | 0 | 0 | 0 | 0 | 0 | 0 | 71.808 | 71.808 | 71.808 | 71.808 | 71.808 | 359.04 | 69.6 | 69.6 | 69.6 | 69.6 | 69.6 | 348 | 661 |  | 0
0 | NAMPULA | SP | MECUBURI | CS Mualua | Refrigerator | PQS_refr | B Medical Systems Sarl (Dometic) | TCW 80 AC |  | Electricity | 2020 | Functioning well |  |  |  |  | CCE not to replace |  | CCEOP1 | 2023-01-31 | Sousa Ribe | PQS E003/101 | ILR | 80.5 | 0 | 0 | 71.808 | 69.6 | 3 |  | 2035 | 0 | 0 | 0 | 0 | 0 | 0 |  |  |  | 0 | 0 | 0 | 0 | 0 | 0 | 71.808 | 71.808 | 71.808 | 71.808 | 71.808 | 359.04 | 69.6 | 69.6 | 69.6 | 69.6 | 69.6 | 348 | 662 |  | 0
0 | NAMPULA | SP | MECUBURI | CS Muite | Refrigerator | PQS_refr | Vestfrost | VLS 154A SDD Greenline |  | Solar | 2020 | Functioning well |  |  |  |  | CCE not to replace |  |  | 2023-01-31 | Sousa Ribe | PQS E003/108 | SDR | 170 | 0 | 0 | 98.472 | 52 | 3 |  | 2035 | 0 | 0 | 0 | 0 | 0 | 0 |  |  |  | 0 | 0 | 0 | 0 | 0 | 0 | 98.472 | 98.472 | 98.472 | 98.472 | 98.472 | 492.36 | 52 | 52 | 52 | 52 | 52 | 260 | 663 |  | 0
0 | NAMPULA | SP | MECUBURI | CS Nahipa | Refrigerator | PQS_refr | Vestfrost | VLS 154A SDD Greenline |  | Solar | 2020 | Functioning well |  |  |  |  | CCE not to replace |  |  | 2023-01-31 | Sousa Ribe | PQS E003/108 | SDR | 170 | 0 | 0 | 98.472 | 52 | 3 |  | 2035 | 0 | 0 | 0 | 0 | 0 | 0 |  |  |  | 0 | 0 | 0 | 0 | 0 | 0 | 98.472 | 98.472 | 98.472 | 98.472 | 98.472 | 492.36 | 52 | 52 | 52 | 52 | 52 | 260 | 664 |  | 0
0 | NAMPULA | SP | MECUBURI | CS Namina | Refrigerator | PQS_refr | Vestfrost | VLS 154A SDD Greenline |  | Solar | 2020 | Functioning well |  |  |  |  | CCE not to replace |  |  | 2023-01-31 | Sousa Ribe | PQS E003/108 | SDR | 170 | 0 | 0 | 98.472 | 52 | 3 |  | 2035 | 0 | 0 | 0 | 0 | 0 | 0 |  |  |  | 0 | 0 | 0 | 0 | 0 | 0 | 98.472 | 98.472 | 98.472 | 98.472 | 98.472 | 492.36 | 52 | 52 | 52 | 52 | 52 | 260 | 665 |  | 0
0 | NAMPULA | SP | MECUBURI | CS Nipai | Refrigerator | PQS_refr | Vestfrost | VLS 154A SDD Greenline |  | Solar | 2020 | Functioning well |  |  |  |  | CCE not to replace |  |  | 2023-01-31 | Sousa Ribe | PQS E003/108 | SDR | 170 | 0 | 0 | 98.472 | 52 | 3 |  | 2035 | 0 | 0 | 0 | 0 | 0 | 0 |  |  |  | 0 | 0 | 0 | 0 | 0 | 0 | 98.472 | 98.472 | 98.472 | 98.472 | 98.472 | 492.36 | 52 | 52 | 52 | 52 | 52 | 260 | 666 |  | 0
0 | NAMPULA | SP | MECUBURI | CS Ratane | Refrigerator | PQS_refr | Vestfrost | VLS 154A SDD Greenline |  | Solar | 2020 | Functioning well |  |  |  |  | CCE not to replace |  |  | 2023-01-31 | Sousa Ribe | PQS E003/108 | SDR | 170 | 0 | 0 | 98.472 | 52 | 3 |  | 2035 | 0 | 0 | 0 | 0 | 0 | 0 |  |  |  | 0 | 0 | 0 | 0 | 0 | 0 | 98.472 | 98.472 | 98.472 | 98.472 | 98.472 | 492.36 | 52 | 52 | 52 | 52 | 52 | 260 | 667 |  | 0
0 | NAMPULA | SP | MECUBURI | CS Unidade Moçambicana | Refrigerator | PQS_refr | Vestfrost | VLS 154A SDD Greenline |  | Solar | 2020 | Functioning well |  |  |  |  | CCE not to replace |  |  | 2023-01-31 | Sousa Ribe | PQS E003/108 | SDR | 170 | 0 | 0 | 98.472 | 52 | 3 |  | 2035 | 0 | 0 | 0 | 0 | 0 | 0 |  |  |  | 0 | 0 | 0 | 0 | 0 | 0 | 98.472 | 98.472 | 98.472 | 98.472 | 98.472 | 492.36 | 52 | 52 | 52 | 52 | 52 | 260 | 668 |  | 0
0 | NAMPULA | SP | MECUBURI | PS Milhana | Refrigerator | PQS_refr | Vestfrost | VLS 154A SDD Greenline |  | Solar | 2020 | Functioning well |  |  |  |  | CCE not to replace |  |  | 2023-01-31 | Sousa Ribe | PQS E003/108 | SDR | 170 | 0 | 0 | 98.472 | 52 | 3 |  | 2035 | 0 | 0 | 0 | 0 | 0 | 0 |  |  |  | 0 | 0 | 0 | 0 | 0 | 0 | 98.472 | 98.472 | 98.472 | 98.472 | 98.472 | 492.36 | 52 | 52 | 52 | 52 | 52 | 260 | 669 |  | 0
0 | NAMPULA | SP | MECUBURI | PS Momane | Refrigerator | PQS_refr | Vestfrost | VLS 154A SDD Greenline |  | Solar | 2020 | Functioning well |  |  |  |  | CCE not to replace |  |  | 2023-01-31 | Sousa Ribe | PQS E003/108 | SDR | 170 | 0 | 0 | 98.472 | 52 | 3 |  | 2035 | 0 | 0 | 0 | 0 | 0 | 0 |  |  |  | 0 | 0 | 0 | 0 | 0 | 0 | 98.472 | 98.472 | 98.472 | 98.472 | 98.472 | 492.36 | 52 | 52 | 52 | 52 | 52 | 260 | 670 |  | 0
0 | NAMPULA | SP | MECUBURI | PS Popue | Refrigerator | PQS_refr | Vestfrost | VLS 154A SDD Greenline |  | Solar | 2020 | Functioning well |  |  |  |  | CCE not to replace |  |  | 2023-01-31 | Sousa Ribe | PQS E003/108 | SDR | 170 | 0 | 0 | 98.472 | 52 | 3 |  | 2035 | 0 | 0 | 0 | 0 | 0 | 0 |  |  |  | 0 | 0 | 0 | 0 | 0 | 0 | 98.472 | 98.472 | 98.472 | 98.472 | 98.472 | 492.36 | 52 | 52 | 52 | 52 | 52 | 260 | 671 |  | 0
0 | NAMPULA | LD | RIBAUE | Depósito D. RIBAUE | Freezer | PQS_freezer | Vestfrost | MF 314 |  | Electricity | 2020 | Functioning well |  |  |  |  | CCE not to replace |  | CCEOP1 | 2023-01-31 | Sousa Ribe | PQS E003/023 | VWPF | 0 | 281 | 0 | 13.752 | 253.8 | 3 |  | 2035 | 0 | 0 | 0 | 0 | 0 | 0 |  |  |  | 0 | 0 | 0 | 0 | 0 | 0 | 13.752 | 13.752 | 13.752 | 13.752 | 13.752 | 68.76 | 253.8 | 253.8 | 253.8 | 253.8 | 253.8 | 1269 | 672 |  | 0
0 | NAMPULA | LD | RIBAUE | Depósito D. RIBAUE | Refrigerator | PQS_refr | B Medical Systems Sarl (Dometic) | TCW 80 AC |  | Electricity | 2020 | Functioning well |  |  |  |  | CCE not to replace |  | CCEOP1 | 2023-01-31 | Sousa Ribe | PQS E003/101 | ILR | 80.5 | 0 | 0 | 71.808 | 69.6 | 3 |  | 2035 | 0 | 0 | 0 | 0 | 0 | 0 |  |  |  | 0 | 0 | 0 | 0 | 0 | 0 | 71.808 | 71.808 | 71.808 | 71.808 | 71.808 | 359.04 | 69.6 | 69.6 | 69.6 | 69.6 | 69.6 | 348 | 673 |  | 0
0 | NAMPULA | LD | RIBAUE | Depósito D. RIBAUE | Refrigerator | PQS_refr | B Medical Systems Sarl (Dometic) | TCW 80 AC |  | Electricity | 2020 | Functioning well |  |  |  |  | CCE not to replace |  | CCEOP1 | 2023-01-31 | Sousa Ribe | PQS E003/101 | ILR | 80.5 | 0 | 0 | 71.808 | 69.6 | 3 |  | 2035 | 0 | 0 | 0 | 0 | 0 | 0 |  |  |  | 0 | 0 | 0 | 0 | 0 | 0 | 71.808 | 71.808 | 71.808 | 71.808 | 71.808 | 359.04 | 69.6 | 69.6 | 69.6 | 69.6 | 69.6 | 348 | 674 |  | 0
0 | NAMPULA | SP | RIBAUE | CS Chica | Refrigerator | PQS_refr | B Medical Systems Sarl (Dometic) | TCW 80 AC |  | Electricity | 2020 | Functioning well |  |  |  |  | CCE not to replace |  | CCEOP1 | 2023-01-31 | Sousa Ribe | PQS E003/101 | ILR | 80.5 | 0 | 0 | 71.808 | 69.6 | 3 |  | 2035 | 0 | 0 | 0 | 0 | 0 | 0 |  |  |  | 0 | 0 | 0 | 0 | 0 | 0 | 71.808 | 71.808 | 71.808 | 71.808 | 71.808 | 359.04 | 69.6 | 69.6 | 69.6 | 69.6 | 69.6 | 348 | 675 |  | 0
0 | NAMPULA | SP | RIBAUE | CS Cunle | Refrigerator | PQS_refr | B Medical Systems Sarl (Dometic) | TCW 80 AC |  | Electricity | 2020 | Functioning well |  |  |  |  | CCE not to replace |  | CCEOP1 | 2023-01-31 | Sousa Ribe | PQS E003/101 | ILR | 80.5 | 0 | 0 | 71.808 | 69.6 | 3 |  | 2035 | 0 | 0 | 0 | 0 | 0 | 0 |  |  |  | 0 | 0 | 0 | 0 | 0 | 0 | 71.808 | 71.808 | 71.808 | 71.808 | 71.808 | 359.04 | 69.6 | 69.6 | 69.6 | 69.6 | 69.6 | 348 | 676 |  | 0
0 | NAMPULA | SP | RIBAUE | CS Lapala Estação | Refrigerator | PQS_refr | B Medical Systems Sarl (Dometic) | TCW 80 AC |  | Electricity | 2020 | Functioning well |  |  |  |  | CCE not to replace |  | CCEOP1 | 2023-01-31 | Sousa Ribe | PQS E003/101 | ILR | 80.5 | 0 | 0 | 71.808 | 69.6 | 3 |  | 2035 | 0 | 0 | 0 | 0 | 0 | 0 |  |  |  | 0 | 0 | 0 | 0 | 0 | 0 | 71.808 | 71.808 | 71.808 | 71.808 | 71.808 | 359.04 | 69.6 | 69.6 | 69.6 | 69.6 | 69.6 | 348 | 677 |  | 0
0 | NAMPULA | SP | RIBAUE | CS Lapala Monapo | Refrigerator | PQS_refr | Vestfrost | VLS 154A SDD Greenline |  | Solar | 2020 | Functioning well |  |  |  |  | CCE not to replace |  |  | 2023-01-31 | Sousa Ribe | PQS E003/108 | SDR | 170 | 0 | 0 | 98.472 | 52 | 3 |  | 2035 | 0 | 0 | 0 | 0 | 0 | 0 |  |  |  | 0 | 0 | 0 | 0 | 0 | 0 | 98.472 | 98.472 | 98.472 | 98.472 | 98.472 | 492.36 | 52 | 52 | 52 | 52 | 52 | 260 | 678 |  | 0
0 | NAMPULA | SP | RIBAUE | CS Namiconha | Refrigerator | PQS_refr | Vestfrost | VLS 054A SDD Greenline |  | Solar | 2020 | Functioning well |  |  |  |  | CCE not to replace |  | CCEOP1 | 2023-01-31 | Sousa Ribe | PQS E003/106 | SDR | 55.5 | 0 | 0 | 70.176 | 52 | 3 |  | 2035 | 0 | 0 | 0 | 0 | 0 | 0 |  |  |  | 0 | 0 | 0 | 0 | 0 | 0 | 70.176 | 70.176 | 70.176 | 70.176 | 70.176 | 350.88 | 52 | 52 | 52 | 52 | 52 | 260 | 679 |  | 0
0 | NAMPULA | SP | RIBAUE | CS Riane | Refrigerator | PQS_refr | Vestfrost | VLS 054A SDD Greenline |  | Solar | 2020 | Functioning well |  |  |  |  | CCE not to replace |  | CCEOP1 | 2023-01-31 | Sousa Ribe | PQS E003/106 | SDR | 55.5 | 0 | 0 | 70.176 | 52 | 3 |  | 2035 | 0 | 0 | 0 | 0 | 0 | 0 |  |  |  | 0 | 0 | 0 | 0 | 0 | 0 | 70.176 | 70.176 | 70.176 | 70.176 | 70.176 | 350.88 | 52 | 52 | 52 | 52 | 52 | 260 | 680 |  | 0
0 | NAMPULA | SP | RIBAUE | HR Ribaue | Freezer | PQS_freezer | Vestfrost | MF 314 |  | Electricity | 2020 | Functioning well |  |  |  |  | CCE not to replace |  | CCEOP1 | 2023-01-31 | Sousa Ribe | PQS E003/023 | VWPF | 0 | 281 | 0 | 13.752 | 253.8 | 3 |  | 2035 | 0 | 0 | 0 | 0 | 0 | 0 |  |  |  | 0 | 0 | 0 | 0 | 0 | 0 | 13.752 | 13.752 | 13.752 | 13.752 | 13.752 | 68.76 | 253.8 | 253.8 | 253.8 | 253.8 | 253.8 | 1269 | 681 |  | 0
0 | NAMPULA | SP | RIBAUE | HR Ribaue | Refrigerator | PQS_refr | B Medical Systems Sarl (Dometic) | TCW 80 AC |  | Electricity | 2019 | Functioning well |  |  |  |  | CCE not to replace |  |  | 2023-01-31 | Sousa Ribe | PQS E003/101 | ILR | 80.5 | 0 | 0 | 71.808 | 69.6 | 4 |  | 2034 | 0 | 0 | 0 | 0 | 0 | 0 |  |  |  | 0 | 0 | 0 | 0 | 0 | 0 | 71.808 | 71.808 | 71.808 | 71.808 | 71.808 | 359.04 | 69.6 | 69.6 | 69.6 | 69.6 | 69.6 | 348 | 682 |  | 0
0 | NAMPULA | SP | RIBAUE | PS ESC.BAS.AGRARIA | Refrigerator | PQS_refr | B Medical Systems Sarl (Dometic) | TCW 80 AC |  | Electricity | 2019 | Functioning well |  |  |  |  | CCE not to replace |  |  | 2023-01-31 | Sousa Ribe | PQS E003/101 | ILR | 80.5 | 0 | 0 | 71.808 | 69.6 | 4 |  | 2034 | 0 | 0 | 0 | 0 | 0 | 0 |  |  |  | 0 | 0 | 0 | 0 | 0 | 0 | 71.808 | 71.808 | 71.808 | 71.808 | 71.808 | 359.04 | 69.6 | 69.6 | 69.6 | 69.6 | 69.6 | 348 | 683 |  | 0
0 | NAMPULA | LD | LALAUA | Depósito D. LALAUA | Freezer | PQS_freezer | Vestfrost | MF 314 |  | Electricity | 2020 | Functioning well |  |  |  |  | CCE not to replace |  | CCEOP1 | 2023-01-31 | Sousa Ribe | PQS E003/023 | VWPF | 0 | 281 | 0 | 13.752 | 253.8 | 3 |  | 2035 | 0 | 0 | 0 | 0 | 0 | 0 |  |  |  | 0 | 0 | 0 | 0 | 0 | 0 | 13.752 | 13.752 | 13.752 | 13.752 | 13.752 | 68.76 | 253.8 | 253.8 | 253.8 | 253.8 | 253.8 | 1269 | 684 |  | 0
0 | NAMPULA | LD | LALAUA | Depósito D. LALAUA | Refrigerator | PQS_refr | B Medical Systems Sarl (Dometic) | TCW 80 AC |  | Electricity | 2019 | Functioning well |  |  |  |  | CCE not to replace |  |  | 2023-01-31 | Sousa Ribe | PQS E003/101 | ILR | 80.5 | 0 | 0 | 71.808 | 69.6 | 4 |  | 2034 | 0 | 0 | 0 | 0 | 0 | 0 |  |  |  | 0 | 0 | 0 | 0 | 0 | 0 | 71.808 | 71.808 | 71.808 | 71.808 | 71.808 | 359.04 | 69.6 | 69.6 | 69.6 | 69.6 | 69.6 | 348 | 685 |  | 0
0 | NAMPULA | LD | LALAUA | Depósito D. LALAUA | Refrigerator | PQS_refr | B Medical Systems Sarl (Dometic) | TCW 80 AC |  | Electricity | 2020 | Functioning well |  |  |  |  | CCE not to replace |  | CCEOP1 | 2023-01-31 | Sousa Ribe | PQS E003/101 | ILR | 80.5 | 0 | 0 | 71.808 | 69.6 | 3 |  | 2035 | 0 | 0 | 0 | 0 | 0 | 0 |  |  |  | 0 | 0 | 0 | 0 | 0 | 0 | 71.808 | 71.808 | 71.808 | 71.808 | 71.808 | 359.04 | 69.6 | 69.6 | 69.6 | 69.6 | 69.6 | 348 | 686 |  | 0
0 | NAMPULA | SP | LALAUA | CS Meti | Refrigerator | PQS_refr | B Medical Systems Sarl (Dometic) | TCW 40R AC |  | Electricity | 2016 | Functioning well |  |  |  |  | CCE not to replace |  |  | 2023-01-31 | Sousa Ribe | PQS E003/100 | ILR | 36.5 | 0 | 0 | 66.48 | 48 | 7 |  | 2031 | 0 | 0 | 0 | 0 | 0 | 0 |  |  |  | 0 | 0 | 0 | 0 | 0 | 0 | 66.48 | 66.48 | 66.48 | 66.48 | 66.48 | 332.4 | 48 | 48 | 48 | 48 | 48 | 240 | 687 |  | 0
0 | NAMPULA | SP | LALAUA | CS Meti | Refrigerator | PQS_refr | Vestfrost | VLS 026 RF Green Line |  | Solar | 2022 | Functioning well |  |  |  |  | CCE not to replace |  | CCEOP1 | 2023-01-31 | Sousa Ribe | PQS E003/091 | SDRF | 20 | 34.3 | 0 | 109.2 | 52 | 1 |  | 2037 | 0 | 0 | 0 | 0 | 0 | 0 |  |  |  | 0 | 0 | 0 | 0 | 0 | 0 | 109.2 | 109.2 | 109.2 | 109.2 | 109.2 | 546 | 52 | 52 | 52 | 52 | 52 | 260 | 688 |  | 0
0 | NAMPULA | SP | LALAUA | CS Meti | Refrigerator | PQS_refr | Vestfrost | VLS 026 RF Green Line |  | Solar | 2022 | Functioning well |  |  |  |  | CCE not to replace |  | CCEOP1 | 2023-01-31 | Sousa Ribe | PQS E003/091 | SDRF | 20 | 34.3 | 0 | 109.2 | 52 | 1 |  | 2037 | 0 | 0 | 0 | 0 | 0 | 0 |  |  |  | 0 | 0 | 0 | 0 | 0 | 0 | 109.2 | 109.2 | 109.2 | 109.2 | 109.2 | 546 | 52 | 52 | 52 | 52 | 52 | 260 | 689 |  | 0
0 | NAMPULA | SP | LALAUA | CS Muesseleque | Refrigerator | PQS_refr | Vestfrost | VLS 026 RF Green Line |  | Solar | 2022 | Functioning well |  |  |  |  | CCE not to replace |  | CCEOP1 | 2023-01-31 | Sousa Ribe | PQS E003/091 | SDRF | 20 | 34.3 | 0 | 109.2 | 52 | 1 |  | 2037 | 0 | 0 | 0 | 0 | 0 | 0 |  |  |  | 0 | 0 | 0 | 0 | 0 | 0 | 109.2 | 109.2 | 109.2 | 109.2 | 109.2 | 546 | 52 | 52 | 52 | 52 | 52 | 260 | 690 |  | 0
0 | NAMPULA | SP | LALAUA | CS Naquessa | Refrigerator | PQS_refr | Vestfrost | VLS 026 RF Green Line |  | Solar | 2022 | Functioning well |  |  |  |  | CCE not to replace |  | CCEOP1 | 2023-01-31 | Sousa Ribe | PQS E003/091 | SDRF | 20 | 34.3 | 0 | 109.2 | 52 | 1 |  | 2037 | 0 | 0 | 0 | 0 | 0 | 0 |  |  |  | 0 | 0 | 0 | 0 | 0 | 0 | 109.2 | 109.2 | 109.2 | 109.2 | 109.2 | 546 | 52 | 52 | 52 | 52 | 52 | 260 | 691 |  | 0
0 | NAMPULA | SP | LALAUA | CS Naquessa | Refrigerator | PQS_refr | Vestfrost | VLS 026 RF Green Line |  | Solar | 2022 | Functioning well |  |  |  |  | CCE not to replace |  | CCEOP1 | 2023-01-31 | Sousa Ribe | PQS E003/091 | SDRF | 20 | 34.3 | 0 | 109.2 | 52 | 1 |  | 2037 | 0 | 0 | 0 | 0 | 0 | 0 |  |  |  | 0 | 0 | 0 | 0 | 0 | 0 | 109.2 | 109.2 | 109.2 | 109.2 | 109.2 | 546 | 52 | 52 | 52 | 52 | 52 | 260 | 692 |  | 0
0 | NAMPULA | LD | MOGOVOLAS | Depósito D. MOGOVOLAS | Freezer | PQS_freezer | Vestfrost | MF 314 |  | Electricity | 2020 | Functioning well |  |  |  |  | CCE not to replace |  | CCEOP1 | 2023-01-31 | Sousa Ribe | PQS E003/023 | VWPF | 0 | 281 | 0 | 13.752 | 253.8 | 3 |  | 2035 | 0 | 0 | 0 | 0 | 0 | 0 |  |  |  | 0 | 0 | 0 | 0 | 0 | 0 | 13.752 | 13.752 | 13.752 | 13.752 | 13.752 | 68.76 | 253.8 | 253.8 | 253.8 | 253.8 | 253.8 | 1269 | 693 |  | 0
0 | NAMPULA | LD | MOGOVOLAS | Depósito D. MOGOVOLAS | Refrigerator | PQS_refr | B Medical Systems Sarl (Dometic) | TCW 80 AC |  | Electricity | 2021 | Functioning well |  |  |  |  | CCE not to replace |  | CCEOP1 | 2023-01-31 | Sousa Ribe | PQS E003/101 | ILR | 80.5 | 0 | 0 | 71.808 | 69.6 | 2 |  | 2036 | 0 | 0 | 0 | 0 | 0 | 0 |  |  |  | 0 | 0 | 0 | 0 | 0 | 0 | 71.808 | 71.808 | 71.808 | 71.808 | 71.808 | 359.04 | 69.6 | 69.6 | 69.6 | 69.6 | 69.6 | 348 | 694 |  | 0
0 | NAMPULA | LD | MOGOVOLAS | Depósito D. MOGOVOLAS | Refrigerator | PQS_refr | Vestfrost | VLS 026 RF Green Line |  | Solar | 2022 | Functioning well |  |  |  |  | CCE not to replace |  | CCEOP1 | 2023-01-31 | Sousa Ribe | PQS E003/091 | SDRF | 20 | 34.3 | 0 | 109.2 | 52 | 1 |  | 2037 | 0 | 0 | 0 | 0 | 0 | 0 |  |  |  | 0 | 0 | 0 | 0 | 0 | 0 | 109.2 | 109.2 | 109.2 | 109.2 | 109.2 | 546 | 52 | 52 | 52 | 52 | 52 | 260 | 695 |  | 0
0 | NAMPULA | LD | MOGOVOLAS | Depósito D. MOGOVOLAS | Refrigerator | PQS_refr | Vestfrost | VLS 026 RF Green Line |  | Solar | 2022 | Functioning well |  |  |  |  | CCE not to replace |  | CCEOP1 | 2023-01-31 | Sousa Ribe | PQS E003/091 | SDRF | 20 | 34.3 | 0 | 109.2 | 52 | 1 |  | 2037 | 0 | 0 | 0 | 0 | 0 | 0 |  |  |  | 0 | 0 | 0 | 0 | 0 | 0 | 109.2 | 109.2 | 109.2 | 109.2 | 109.2 | 546 | 52 | 52 | 52 | 52 | 52 | 260 | 696 |  | 0
0 | NAMPULA | SP | MOGOVOLAS | CS Mecutamala | Refrigerator | PQS_refr | Vestfrost | VLS 026 RF Green Line |  | Solar | 2022 | Functioning well |  |  |  |  | CCE not to replace |  | CCEOP1 | 2023-01-31 | Sousa Ribe | PQS E003/091 | SDRF | 20 | 34.3 | 0 | 109.2 | 52 | 1 |  | 2037 | 0 | 0 | 0 | 0 | 0 | 0 |  |  |  | 0 | 0 | 0 | 0 | 0 | 0 | 109.2 | 109.2 | 109.2 | 109.2 | 109.2 | 546 | 52 | 52 | 52 | 52 | 52 | 260 | 697 |  | 0
0 | NAMPULA | SP | MOGOVOLAS | CS Muatua | Refrigerator | PQS_refr | Vestfrost | VLS 026 RF Green Line |  | Solar | 2022 | Functioning well |  |  |  |  | CCE not to replace |  | CCEOP1 | 2023-01-31 | Sousa Ribe | PQS E003/091 | SDRF | 20 | 34.3 | 0 | 109.2 | 52 | 1 |  | 2037 | 0 | 0 | 0 | 0 | 0 | 0 |  |  |  | 0 | 0 | 0 | 0 | 0 | 0 | 109.2 | 109.2 | 109.2 | 109.2 | 109.2 | 546 | 52 | 52 | 52 | 52 | 52 | 260 | 698 |  | 0
0 | NAMPULA | SP | MOGOVOLAS | CS Murrirrimue | Refrigerator | PQS_refr | Vestfrost | VLS 026 RF Green Line |  | Solar | 2022 | Functioning well |  |  |  |  | CCE not to replace |  | CCEOP1 | 2023-01-31 | Sousa Ribe | PQS E003/091 | SDRF | 20 | 34.3 | 0 | 109.2 | 52 | 1 |  | 2037 | 0 | 0 | 0 | 0 | 0 | 0 |  |  |  | 0 | 0 | 0 | 0 | 0 | 0 | 109.2 | 109.2 | 109.2 | 109.2 | 109.2 | 546 | 52 | 52 | 52 | 52 | 52 | 260 | 699 |  | 0
0 | NAMPULA | SP | MOGOVOLAS | CS Nametil | Refrigerator | PQS_refr | Vestfrost | VLS 026 RF Green Line |  | Solar | 2022 | Functioning well |  |  |  |  | CCE not to replace |  | CCEOP1 | 2023-01-31 | Sousa Ribe | PQS E003/091 | SDRF | 20 | 34.3 | 0 | 109.2 | 52 | 1 |  | 2037 | 0 | 0 | 0 | 0 | 0 | 0 |  |  |  | 0 | 0 | 0 | 0 | 0 | 0 | 109.2 | 109.2 | 109.2 | 109.2 | 109.2 | 546 | 52 | 52 | 52 | 52 | 52 | 260 | 700 |  | 0
0 | NAMPULA | SP | MOGOVOLAS | CS Nanhupo Rio | Refrigerator | PQS_refr | Vestfrost | VLS 026 RF Green Line |  | Solar | 2022 | Functioning well |  |  |  |  | CCE not to replace |  | CCEOP1 | 2023-01-31 | Sousa Ribe | PQS E003/091 | SDRF | 20 | 34.3 | 0 | 109.2 | 52 | 1 |  | 2037 | 0 | 0 | 0 | 0 | 0 | 0 |  |  |  | 0 | 0 | 0 | 0 | 0 | 0 | 109.2 | 109.2 | 109.2 | 109.2 | 109.2 | 546 | 52 | 52 | 52 | 52 | 52 | 260 | 701 |  | 0
0 | NAMPULA | LD | LARDE | Depósito D. LARDE | Freezer | PQS_freezer | Vestfrost | MF 314 |  | Electricity | 2020 | Functioning well |  |  |  |  | CCE not to replace |  | CCEOP1 | 2023-01-31 | Sousa Ribe | PQS E003/023 | VWPF | 0 | 281 | 0 | 13.752 | 253.8 | 3 |  | 2035 | 0 | 0 | 0 | 0 | 0 | 0 |  |  |  | 0 | 0 | 0 | 0 | 0 | 0 | 13.752 | 13.752 | 13.752 | 13.752 | 13.752 | 68.76 | 253.8 | 253.8 | 253.8 | 253.8 | 253.8 | 1269 | 702 |  | 0
0 | NAMPULA | LD | LARDE | Depósito D. LARDE | Refrigerator | PQS_refr | Vestfrost | VLS 154A SDD Greenline |  | Solar | 2022 | Functioning well |  |  |  |  | CCE not to replace |  |  | 2023-01-31 | Sousa Ribe | PQS E003/108 | SDR | 170 | 0 | 0 | 98.472 | 52 | 1 |  | 2037 | 0 | 0 | 0 | 0 | 0 | 0 |  |  |  | 0 | 0 | 0 | 0 | 0 | 0 | 98.472 | 98.472 | 98.472 | 98.472 | 98.472 | 492.36 | 52 | 52 | 52 | 52 | 52 | 260 | 703 |  | 0
0 | NAMPULA | LD | LARDE | Depósito D. LARDE | Refrigerator | PQS_refr | Vestfrost | VLS 404A AC |  | Electricity | 2014 | Functioning well |  |  |  |  | CCE not to replace |  |  | 2023-01-31 | Sousa Ribe | PQS E003/112 | ILR | 145 | 0 | 0 | 25.08 | 41.4 | 9 |  | 2029 | 0 | 0 | 0 | 0 | 1 | 1 |  |  |  | 0 | 0 | 0 | 0 | #N/A | #N/A | 25.08 | 25.08 | 25.08 | 25.08 | #N/A | #N/A | 41.4 | 41.4 | 41.4 | 41.4 | #N/A | #N/A | 704 |  | 0
0 | NAMPULA | SP | LARDE | CS Marrupanama | Refrigerator | PQS_refr | Vestfrost | VLS 026 RF Green Line |  | Solar | 2022 | Functioning well |  |  |  |  | CCE not to replace |  | CCEOP1 | 2023-01-31 | Sousa Ribe | PQS E003/091 | SDRF | 20 | 34.3 | 0 | 109.2 | 52 | 1 |  | 2037 | 0 | 0 | 0 | 0 | 0 | 0 |  |  |  | 0 | 0 | 0 | 0 | 0 | 0 | 109.2 | 109.2 | 109.2 | 109.2 | 109.2 | 546 | 52 | 52 | 52 | 52 | 52 | 260 | 705 |  | 0
0 | NAMPULA | SP | LARDE | CS Marrupanama | Refrigerator | PQS_refr | Vestfrost | VLS 026 RF Green Line |  | Solar | 2022 | Functioning well |  |  |  |  | CCE not to replace |  | CCEOP1 | 2023-01-31 | Sousa Ribe | PQS E003/091 | SDRF | 20 | 34.3 | 0 | 109.2 | 52 | 1 |  | 2037 | 0 | 0 | 0 | 0 | 0 | 0 |  |  |  | 0 | 0 | 0 | 0 | 0 | 0 | 109.2 | 109.2 | 109.2 | 109.2 | 109.2 | 546 | 52 | 52 | 52 | 52 | 52 | 260 | 706 |  | 0
0 | NAMPULA | SP | LARDE | CS Marrupanama | Refrigerator | PQS_refr | Vestfrost | VLS 026 RF Green Line |  | Solar | 2022 | Functioning well |  |  |  |  | CCE not to replace |  | CCEOP1 | 2023-01-31 | Sousa Ribe | PQS E003/091 | SDRF | 20 | 34.3 | 0 | 109.2 | 52 | 1 |  | 2037 | 0 | 0 | 0 | 0 | 0 | 0 |  |  |  | 0 | 0 | 0 | 0 | 0 | 0 | 109.2 | 109.2 | 109.2 | 109.2 | 109.2 | 546 | 52 | 52 | 52 | 52 | 52 | 260 | 707 |  | 0
0 | NAMPULA | SP | LARDE | CS Topuito | Refrigerator | PQS_refr | Vestfrost | VLS 026 RF Green Line |  | Solar | 2022 | Functioning well |  |  |  |  | CCE not to replace |  | CCEOP1 | 2023-01-31 | Sousa Ribe | PQS E003/091 | SDRF | 20 | 34.3 | 0 | 109.2 | 52 | 1 |  | 2037 | 0 | 0 | 0 | 0 | 0 | 0 |  |  |  | 0 | 0 | 0 | 0 | 0 | 0 | 109.2 | 109.2 | 109.2 | 109.2 | 109.2 | 546 | 52 | 52 | 52 | 52 | 52 | 260 | 708 |  | 0
0 | NAMPULA | SP | LARDE | PS Nambilane | Refrigerator | PQS_refr | Vestfrost | VLS 026 RF Green Line |  | Solar | 2022 | Functioning well |  |  |  |  | CCE not to replace |  | CCEOP1 | 2023-01-31 | Sousa Ribe | PQS E003/091 | SDRF | 20 | 34.3 | 0 | 109.2 | 52 | 1 |  | 2037 | 0 | 0 | 0 | 0 | 0 | 0 |  |  |  | 0 | 0 | 0 | 0 | 0 | 0 | 109.2 | 109.2 | 109.2 | 109.2 | 109.2 | 546 | 52 | 52 | 52 | 52 | 52 | 260 | 709 |  | 0
0 | NAMPULA | SP | LARDE | PS Nambilane | Refrigerator | PQS_refr | Vestfrost | VLS 026 RF Green Line |  | Solar | 2022 | Functioning well |  |  |  |  | CCE not to replace |  | CCEOP1 | 2023-01-31 | Sousa Ribe | PQS E003/091 | SDRF | 20 | 34.3 | 0 | 109.2 | 52 | 1 |  | 2037 | 0 | 0 | 0 | 0 | 0 | 0 |  |  |  | 0 | 0 | 0 | 0 | 0 | 0 | 109.2 | 109.2 | 109.2 | 109.2 | 109.2 | 546 | 52 | 52 | 52 | 52 | 52 | 260 | 710 |  | 0
0 | NAMPULA | SP | LARDE | PS Nambilane | Refrigerator | PQS_refr | Vestfrost | VLS 054A SDD Greenline |  | Solar | 2021 | Functioning well |  |  |  |  | CCE not to replace |  | CCEOP1 | 2023-01-31 | Sousa Ribe | PQS E003/106 | SDR | 55.5 | 0 | 0 | 70.176 | 52 | 2 |  | 2036 | 0 | 0 | 0 | 0 | 0 | 0 |  |  |  | 0 | 0 | 0 | 0 | 0 | 0 | 70.176 | 70.176 | 70.176 | 70.176 | 70.176 | 350.88 | 52 | 52 | 52 | 52 | 52 | 260 | 711 |  | 0
0 | NAMPULA | LD | MECONTA | Depósito D. MECONTA | Freezer | PQS_freezer | Vestfrost | MF 314 |  | Electricity | 2020 | Functioning well |  |  |  |  | CCE not to replace |  | CCEOP1 | 2023-01-31 | Sousa Ribe | PQS E003/023 | VWPF | 0 | 281 | 0 | 13.752 | 253.8 | 3 |  | 2035 | 0 | 0 | 0 | 0 | 0 | 0 |  |  |  | 0 | 0 | 0 | 0 | 0 | 0 | 13.752 | 13.752 | 13.752 | 13.752 | 13.752 | 68.76 | 253.8 | 253.8 | 253.8 | 253.8 | 253.8 | 1269 | 712 |  | 0
0 | NAMPULA | LD | MECONTA | Depósito D. MECONTA | Refrigerator | PQS_refr | B Medical Systems Sarl (Dometic) | TCW 80 AC |  | Electricity | 2022 | Functioning well |  |  |  |  | CCE not to replace |  | CCEOP1 | 2023-01-31 | Sousa Ribe | PQS E003/101 | ILR | 80.5 | 0 | 0 | 71.808 | 69.6 | 1 |  | 2037 | 0 | 0 | 0 | 0 | 0 | 0 |  |  |  | 0 | 0 | 0 | 0 | 0 | 0 | 71.808 | 71.808 | 71.808 | 71.808 | 71.808 | 359.04 | 69.6 | 69.6 | 69.6 | 69.6 | 69.6 | 348 | 713 |  | 0
0 | NAMPULA | LD | MECONTA | Depósito D. MECONTA | Refrigerator | PQS_refr | B Medical Systems Sarl (Dometic) | TCW 80 AC |  | Electricity | 2022 | Functioning well |  |  |  |  | CCE not to replace |  | CCEOP1 | 2023-01-31 | Sousa Ribe | PQS E003/101 | ILR | 80.5 | 0 | 0 | 71.808 | 69.6 | 1 |  | 2037 | 0 | 0 | 0 | 0 | 0 | 0 |  |  |  | 0 | 0 | 0 | 0 | 0 | 0 | 71.808 | 71.808 | 71.808 | 71.808 | 71.808 | 359.04 | 69.6 | 69.6 | 69.6 | 69.6 | 69.6 | 348 | 714 |  | 0
0 | NAMPULA | LD | MECONTA | Depósito D. MECONTA | Refrigerator | PQS_refr | B Medical Systems Sarl (Dometic) | TCW 80 AC |  | Electricity | 2022 | Functioning well |  |  |  |  | CCE not to replace |  | CCEOP1 | 2023-01-31 | Sousa Ribe | PQS E003/101 | ILR | 80.5 | 0 | 0 | 71.808 | 69.6 | 1 |  | 2037 | 0 | 0 | 0 | 0 | 0 | 0 |  |  |  | 0 | 0 | 0 | 0 | 0 | 0 | 71.808 | 71.808 | 71.808 | 71.808 | 71.808 | 359.04 | 69.6 | 69.6 | 69.6 | 69.6 | 69.6 | 348 | 715 |  | 0
0 | NAMPULA | SP | MECONTA | CS Mecua | Refrigerator | PQS_refr | B Medical Systems Sarl (Dometic) | TCW 80 AC |  | Electricity | 2022 | Functioning well |  |  |  |  | CCE not to replace |  | CCEOP1 | 2023-01-31 | Sousa Ribe | PQS E003/101 | ILR | 80.5 | 0 | 0 | 71.808 | 69.6 | 1 |  | 2037 | 0 | 0 | 0 | 0 | 0 | 0 |  |  |  | 0 | 0 | 0 | 0 | 0 | 0 | 71.808 | 71.808 | 71.808 | 71.808 | 71.808 | 359.04 | 69.6 | 69.6 | 69.6 | 69.6 | 69.6 | 348 | 716 |  | 0
0 | NAMPULA | SP | MECONTA | CS Mecua | Refrigerator | PQS_refr | B Medical Systems Sarl (Dometic) | TCW 80 AC |  | Electricity | 2022 | Functioning well |  |  |  |  | CCE not to replace |  | CCEOP1 | 2023-01-31 | Sousa Ribe | PQS E003/101 | ILR | 80.5 | 0 | 0 | 71.808 | 69.6 | 1 |  | 2037 | 0 | 0 | 0 | 0 | 0 | 0 |  |  |  | 0 | 0 | 0 | 0 | 0 | 0 | 71.808 | 71.808 | 71.808 | 71.808 | 71.808 | 359.04 | 69.6 | 69.6 | 69.6 | 69.6 | 69.6 | 348 | 717 |  | 0
0 | NAMPULA | SP | MECONTA | CS Mecua | Refrigerator | PQS_refr | Vestfrost | VLS 026 RF Green Line |  | Solar | 2022 | Functioning well |  |  |  |  | CCE not to replace |  | CCEOP1 | 2023-01-31 | Sousa Ribe | PQS E003/091 | SDRF | 20 | 34.3 | 0 | 109.2 | 52 | 1 |  | 2037 | 0 | 0 | 0 | 0 | 0 | 0 |  |  |  | 0 | 0 | 0 | 0 | 0 | 0 | 109.2 | 109.2 | 109.2 | 109.2 | 109.2 | 546 | 52 | 52 | 52 | 52 | 52 | 260 | 718 |  | 0
0 | NAMPULA | SP | MECONTA | CS Nacavala | Refrigerator | PQS_refr | Vestfrost | VLS 026 RF Green Line |  | Solar | 2022 | Functioning well |  |  |  |  | CCE not to replace |  | CCEOP1 | 2023-01-31 | Sousa Ribe | PQS E003/091 | SDRF | 20 | 34.3 | 0 | 109.2 | 52 | 1 |  | 2037 | 0 | 0 | 0 | 0 | 0 | 0 |  |  |  | 0 | 0 | 0 | 0 | 0 | 0 | 109.2 | 109.2 | 109.2 | 109.2 | 109.2 | 546 | 52 | 52 | 52 | 52 | 52 | 260 | 719 |  | 0
0 | NAMPULA | SP | MECONTA | CS Namialo | Refrigerator | PQS_refr | Vestfrost | VLS 026 RF Green Line |  | Solar | 2022 | Functioning well |  |  |  |  | CCE not to replace |  | CCEOP1 | 2023-01-31 | Sousa Ribe | PQS E003/091 | SDRF | 20 | 34.3 | 0 | 109.2 | 52 | 1 |  | 2037 | 0 | 0 | 0 | 0 | 0 | 0 |  |  |  | 0 | 0 | 0 | 0 | 0 | 0 | 109.2 | 109.2 | 109.2 | 109.2 | 109.2 | 546 | 52 | 52 | 52 | 52 | 52 | 260 | 720 |  | 0
0 | NAMPULA | SP | MECONTA | CS Tetererene | Refrigerator | PQS_refr | Vestfrost | VLS 026 RF Green Line |  | Solar | 2022 | Functioning well |  |  |  |  | CCE not to replace |  | CCEOP1 | 2023-01-31 | Sousa Ribe | PQS E003/091 | SDRF | 20 | 34.3 | 0 | 109.2 | 52 | 1 |  | 2037 | 0 | 0 | 0 | 0 | 0 | 0 |  |  |  | 0 | 0 | 0 | 0 | 0 | 0 | 109.2 | 109.2 | 109.2 | 109.2 | 109.2 | 546 | 52 | 52 | 52 | 52 | 52 | 260 | 721 |  | 0
0 | NAMPULA | SP | MECONTA | Japir | Refrigerator | PQS_refr | Vestfrost | VLS 026 RF Green Line |  | Solar | 2022 | Functioning well |  |  |  |  | CCE not to replace |  | CCEOP1 | 2023-01-31 | Sousa Ribe | PQS E003/091 | SDRF | 20 | 34.3 | 0 | 109.2 | 52 | 1 |  | 2037 | 0 | 0 | 0 | 0 | 0 | 0 |  |  |  | 0 | 0 | 0 | 0 | 0 | 0 | 109.2 | 109.2 | 109.2 | 109.2 | 109.2 | 546 | 52 | 52 | 52 | 52 | 52 | 260 | 722 |  | 0
0 | NAMPULA | LD | MONAPO | Depósito D. MONAPO | Freezer | PQS_freezer | Vestfrost | MF 314 |  | Electricity | 2020 | Functioning well |  |  |  |  | CCE not to replace |  | CCEOP1 | 2023-01-31 | Sousa Ribe | PQS E003/023 | VWPF | 0 | 281 | 0 | 13.752 | 253.8 | 3 |  | 2035 | 0 | 0 | 0 | 0 | 0 | 0 |  |  |  | 0 | 0 | 0 | 0 | 0 | 0 | 13.752 | 13.752 | 13.752 | 13.752 | 13.752 | 68.76 | 253.8 | 253.8 | 253.8 | 253.8 | 253.8 | 1269 | 723 |  | 0
0 | NAMPULA | LD | MONAPO | Depósito D. MONAPO | Refrigerator | PQS_refr | B Medical Systems Sarl (Dometic) | TCW 80 AC |  | Electricity | 2022 | Functioning well |  |  |  |  | CCE not to replace |  | CCEOP1 | 2023-01-31 | Sousa Ribe | PQS E003/101 | ILR | 80.5 | 0 | 0 | 71.808 | 69.6 | 1 |  | 2037 | 0 | 0 | 0 | 0 | 0 | 0 |  |  |  | 0 | 0 | 0 | 0 | 0 | 0 | 71.808 | 71.808 | 71.808 | 71.808 | 71.808 | 359.04 | 69.6 | 69.6 | 69.6 | 69.6 | 69.6 | 348 | 724 |  | 0
0 | NAMPULA | LD | MONAPO | Depósito D. MONAPO | Refrigerator | PQS_refr | B Medical Systems Sarl (Dometic) | TCW 80 AC |  | Electricity | 2022 | Functioning well |  |  |  |  | CCE not to replace |  | CCEOP1 | 2023-01-31 | Sousa Ribe | PQS E003/101 | ILR | 80.5 | 0 | 0 | 71.808 | 69.6 | 1 |  | 2037 | 0 | 0 | 0 | 0 | 0 | 0 |  |  |  | 0 | 0 | 0 | 0 | 0 | 0 | 71.808 | 71.808 | 71.808 | 71.808 | 71.808 | 359.04 | 69.6 | 69.6 | 69.6 | 69.6 | 69.6 | 348 | 725 |  | 0
0 | NAMPULA | LD | MONAPO | Depósito D. MONAPO | Refrigerator | PQS_refr | B Medical Systems Sarl (Dometic) | TCW 80 AC |  | Electricity | 2022 | Functioning well |  |  |  |  | CCE not to replace |  | CCEOP1 | 2023-01-31 | Sousa Ribe | PQS E003/101 | ILR | 80.5 | 0 | 0 | 71.808 | 69.6 | 1 |  | 2037 | 0 | 0 | 0 | 0 | 0 | 0 |  |  |  | 0 | 0 | 0 | 0 | 0 | 0 | 71.808 | 71.808 | 71.808 | 71.808 | 71.808 | 359.04 | 69.6 | 69.6 | 69.6 | 69.6 | 69.6 | 348 | 726 |  | 0
0 | NAMPULA | SP | MONAPO | CS Chihiri | Refrigerator | PQS_refr | B Medical Systems Sarl (Dometic) | TCW 80 AC |  | Electricity | 2022 | Functioning well |  |  |  |  | CCE not to replace |  | CCEOP1 | 2023-01-31 | Sousa Ribe | PQS E003/101 | ILR | 80.5 | 0 | 0 | 71.808 | 69.6 | 1 |  | 2037 | 0 | 0 | 0 | 0 | 0 | 0 |  |  |  | 0 | 0 | 0 | 0 | 0 | 0 | 71.808 | 71.808 | 71.808 | 71.808 | 71.808 | 359.04 | 69.6 | 69.6 | 69.6 | 69.6 | 69.6 | 348 | 727 |  | 0
0 | NAMPULA | SP | MONAPO | CS Itocolo | Refrigerator | PQS_refr | B Medical Systems Sarl (Dometic) | TCW 80 AC |  | Electricity | 2022 | Functioning well |  |  |  |  | CCE not to replace |  | CCEOP1 | 2023-01-31 | Sousa Ribe | PQS E003/101 | ILR | 80.5 | 0 | 0 | 71.808 | 69.6 | 1 |  | 2037 | 0 | 0 | 0 | 0 | 0 | 0 |  |  |  | 0 | 0 | 0 | 0 | 0 | 0 | 71.808 | 71.808 | 71.808 | 71.808 | 71.808 | 359.04 | 69.6 | 69.6 | 69.6 | 69.6 | 69.6 | 348 | 728 |  | 0
0 | NAMPULA | SP | MONAPO | CS Jagaia | Refrigerator | PQS_refr | B Medical Systems Sarl (Dometic) | TCW 80 AC |  | Electricity | 2022 | Functioning well |  |  |  |  | CCE not to replace |  | CCEOP1 | 2023-01-31 | Sousa Ribe | PQS E003/101 | ILR | 80.5 | 0 | 0 | 71.808 | 69.6 | 1 |  | 2037 | 0 | 0 | 0 | 0 | 0 | 0 |  |  |  | 0 | 0 | 0 | 0 | 0 | 0 | 71.808 | 71.808 | 71.808 | 71.808 | 71.808 | 359.04 | 69.6 | 69.6 | 69.6 | 69.6 | 69.6 | 348 | 729 |  | 0
0 | NAMPULA | SP | MONAPO | CS Mecuco | Refrigerator | PQS_refr | Vestfrost | VLS 026 RF Green Line |  | Solar | 2022 | Functioning well |  |  |  |  | CCE not to replace |  | CCEOP1 | 2023-01-31 | Sousa Ribe | PQS E003/091 | SDRF | 20 | 34.3 | 0 | 109.2 | 52 | 1 |  | 2037 | 0 | 0 | 0 | 0 | 0 | 0 |  |  |  | 0 | 0 | 0 | 0 | 0 | 0 | 109.2 | 109.2 | 109.2 | 109.2 | 109.2 | 546 | 52 | 52 | 52 | 52 | 52 | 260 | 730 |  | 0
0 | NAMPULA | SP | MONAPO | CS Monapo | Refrigerator | PQS_refr | Vestfrost | VLS 026 RF Green Line |  | Solar | 2022 | Functioning well |  |  |  |  | CCE not to replace |  | CCEOP1 | 2023-01-31 | Sousa Ribe | PQS E003/091 | SDRF | 20 | 34.3 | 0 | 109.2 | 52 | 1 |  | 2037 | 0 | 0 | 0 | 0 | 0 | 0 |  |  |  | 0 | 0 | 0 | 0 | 0 | 0 | 109.2 | 109.2 | 109.2 | 109.2 | 109.2 | 546 | 52 | 52 | 52 | 52 | 52 | 260 | 731 |  | 0
0 | NAMPULA | SP | MONAPO | CS Muatuca | Refrigerator | PQS_refr | Vestfrost | VLS 026 RF Green Line |  | Solar | 2022 | Functioning well |  |  |  |  | CCE not to replace |  | CCEOP1 | 2023-01-31 | Sousa Ribe | PQS E003/091 | SDRF | 20 | 34.3 | 0 | 109.2 | 52 | 1 |  | 2037 | 0 | 0 | 0 | 0 | 0 | 0 |  |  |  | 0 | 0 | 0 | 0 | 0 | 0 | 109.2 | 109.2 | 109.2 | 109.2 | 109.2 | 546 | 52 | 52 | 52 | 52 | 52 | 260 | 732 |  | 0
0 | NAMPULA | SP | MONAPO | CS Mucujua | Refrigerator | PQS_refr | Vestfrost | VLS 026 RF Green Line |  | Solar | 2022 | Functioning well |  |  |  |  | CCE not to replace |  | CCEOP1 | 2023-01-31 | Sousa Ribe | PQS E003/091 | SDRF | 20 | 34.3 | 0 | 109.2 | 52 | 1 |  | 2037 | 0 | 0 | 0 | 0 | 0 | 0 |  |  |  | 0 | 0 | 0 | 0 | 0 | 0 | 109.2 | 109.2 | 109.2 | 109.2 | 109.2 | 546 | 52 | 52 | 52 | 52 | 52 | 260 | 733 |  | 0
0 | NAMPULA | SP | MONAPO | CS Murruto | Refrigerator | PQS_refr | Vestfrost | VLS 026 RF Green Line |  | Solar | 2022 | Functioning well |  |  |  |  | CCE not to replace |  | CCEOP1 | 2023-01-31 | Sousa Ribe | PQS E003/091 | SDRF | 20 | 34.3 | 0 | 109.2 | 52 | 1 |  | 2037 | 0 | 0 | 0 | 0 | 0 | 0 |  |  |  | 0 | 0 | 0 | 0 | 0 | 0 | 109.2 | 109.2 | 109.2 | 109.2 | 109.2 | 546 | 52 | 52 | 52 | 52 | 52 | 260 | 734 |  | 0
0 | NAMPULA | SP | MONAPO | CS Natete | Refrigerator | PQS_refr | Vestfrost | VLS 026 RF Green Line |  | Solar | 2022 | Functioning well |  |  |  |  | CCE not to replace |  | CCEOP1 | 2023-01-31 | Sousa Ribe | PQS E003/091 | SDRF | 20 | 34.3 | 0 | 109.2 | 52 | 1 |  | 2037 | 0 | 0 | 0 | 0 | 0 | 0 |  |  |  | 0 | 0 | 0 | 0 | 0 | 0 | 109.2 | 109.2 | 109.2 | 109.2 | 109.2 | 546 | 52 | 52 | 52 | 52 | 52 | 260 | 735 |  | 0
0 | NAMPULA | SP | MONAPO | CS Netia | Refrigerator | PQS_refr | Vestfrost | VLS 026 RF Green Line |  | Solar | 2022 | Functioning well |  |  |  |  | CCE not to replace |  | CCEOP1 | 2023-01-31 | Sousa Ribe | PQS E003/091 | SDRF | 20 | 34.3 | 0 | 109.2 | 52 | 1 |  | 2037 | 0 | 0 | 0 | 0 | 0 | 0 |  |  |  | 0 | 0 | 0 | 0 | 0 | 0 | 109.2 | 109.2 | 109.2 | 109.2 | 109.2 | 546 | 52 | 52 | 52 | 52 | 52 | 260 | 736 |  | 0
0 | NAMPULA | SP | MONAPO | CS Ramiane | Refrigerator | PQS_refr | Vestfrost | VLS 026 RF Green Line |  | Solar | 2015 | Functioning well |  |  |  |  | CCE not to replace |  |  | 2023-01-31 | Sousa Ribe | PQS E003/091 | SDRF | 20 | 34.3 | 0 | 109.2 | 52 | 8 |  | 2030 | 0 | 0 | 0 | 0 | 0 | 0 |  |  |  | 0 | 0 | 0 | 0 | 0 | 0 | 109.2 | 109.2 | 109.2 | 109.2 | 109.2 | 546 | 52 | 52 | 52 | 52 | 52 | 260 | 737 |  | 0
0 | NAMPULA | SP | MONAPO | PS Maserpane | Refrigerator | PQS_refr | Vestfrost | VLS 026 RF Green Line |  | Solar | 2020 | Functioning well |  |  |  |  | CCE not to replace |  | CCEOP1 | 2023-01-31 | Sousa Ribe | PQS E003/091 | SDRF | 20 | 34.3 | 0 | 109.2 | 52 | 3 |  | 2035 | 0 | 0 | 0 | 0 | 0 | 0 |  |  |  | 0 | 0 | 0 | 0 | 0 | 0 | 109.2 | 109.2 | 109.2 | 109.2 | 109.2 | 546 | 52 | 52 | 52 | 52 | 52 | 260 | 738 |  | 0
0 | NAMPULA | SP | MONAPO | PS Napala | Refrigerator | PQS_refr | Vestfrost | VLS 026 RF Green Line |  | Solar | 2020 | Functioning well |  |  |  |  | CCE not to replace |  | CCEOP1 | 2023-01-31 | Sousa Ribe | PQS E003/091 | SDRF | 20 | 34.3 | 0 | 109.2 | 52 | 3 |  | 2035 | 0 | 0 | 0 | 0 | 0 | 0 |  |  |  | 0 | 0 | 0 | 0 | 0 | 0 | 109.2 | 109.2 | 109.2 | 109.2 | 109.2 | 546 | 52 | 52 | 52 | 52 | 52 | 260 | 739 |  | 0
0 | NAMPULA | SP | MONAPO | PS Napala | Freezer | PQS_freezer | Vestfrost | MF 314 |  | Electricity | 2020 | Functioning well |  |  |  |  | CCE not to replace |  | CCEOP1 | 2023-01-31 | Sousa Ribe | PQS E003/023 | VWPF | 0 | 281 | 0 | 13.752 | 253.8 | 3 |  | 2035 | 0 | 0 | 0 | 0 | 0 | 0 |  |  |  | 0 | 0 | 0 | 0 | 0 | 0 | 13.752 | 13.752 | 13.752 | 13.752 | 13.752 | 68.76 | 253.8 | 253.8 | 253.8 | 253.8 | 253.8 | 1269 | 740 |  | 0
0 | NAMPULA | SP | MONAPO | PS Napala | Refrigerator | PQS_refr | Vestfrost | VLS 056 RF SDD |  | Solar | 2020 | Functioning well |  |  |  |  | CCE not to replace |  | CCEOP1 | 2023-01-31 | Sousa Ribe | PQS E003/092 | SDRF | 36 | 34.3 | 0 | 116.04 | 52 | 3 |  | 2035 | 0 | 0 | 0 | 0 | 0 | 0 |  |  |  | 0 | 0 | 0 | 0 | 0 | 0 | 116.04 | 116.04 | 116.04 | 116.04 | 116.04 | 580.2 | 52 | 52 | 52 | 52 | 52 | 260 | 741 |  | 0
0 | ZAMBÉZIA | SN1 | CIDADE DE QUELIMANE | Armazém Provincial de Vacinas da Zambézia | WICR | WICFR | Huurre | WICR-30m3 |  | Electricity | 2015 | Functioning well |  |  |  |  | CCE not to replace |  |  | 2023-01-31 | Sousa Ribe | WICFR | WICR-30 | 7692.3077 | 0 | 0 | 535.5 | 2956.8 | 8 |  | 2030 | 0 | 0 | 0 | 0 | 0 | 0 |  |  |  | 0 | 0 | 0 | 0 | 0 | 0 | 535.5 | 535.5 | 535.5 | 535.5 | 535.5 | 2677.5 | 2956.8 | 2956.8 | 2956.8 | 2956.8 | 2956.8 | 14784 |  |  | 0
0 | ZAMBÉZIA | SN1 | CIDADE DE QUELIMANE | Armazém Provincial de Vacinas da Zambézia | WICR | WICFR | Porkka | WICR-40m3 |  | Electricity | 2020 | Functioning well |  |  |  |  | CCE not to replace |  |  | 2023-01-31 | Sousa Ribe | WICFR | WICR-40 | 9523.8095 | 0 | 0 | 569.8434 | 5088 | 3 |  | 2035 | 0 | 0 | 0 | 0 | 0 | 0 |  |  |  | 0 | 0 | 0 | 0 | 0 | 0 | 569.8434 | 569.8434 | 569.8434 | 569.8434 | 569.8434 | 2849.217 | 5088 | 5088 | 5088 | 5088 | 5088 | 25440 |  |  | 0
0 | ZAMBÉZIA | SN1 | CIDADE DE QUELIMANE | Armazém Provincial de Vacinas da Zambézia | WICR | WICFR | Porkka | WICR-30m3 |  | Electricity | 2022 | Functioning well |  |  |  |  | CCE not to replace |  |  | 2023-01-31 | Sousa Ribe | WICFR | WICR-30 | 7692.3077 | 0 | 0 | 535.5 | 2956.8 | 1 |  | 2037 | 0 | 0 | 0 | 0 | 0 | 0 |  |  |  | 0 | 0 | 0 | 0 | 0 | 0 | 535.5 | 535.5 | 535.5 | 535.5 | 535.5 | 2677.5 | 2956.8 | 2956.8 | 2956.8 | 2956.8 | 2956.8 | 14784 |  |  | 0
0 | ZAMBÉZIA | SN1 | CIDADE DE QUELIMANE | Armazém Provincial de Vacinas da Zambézia | Refrigerator | PQS_refr | B Medical Systems Sarl (Dometic) | TCW 3000 AC |  | Electricity | 2015 | Functioning well |  |  |  |  | CCE not to replace |  |  | 2023-01-31 | Sousa Ribe | PQS E003/017 | ILRorF | 150 | 150 | 0 | 62.76 | 82.2 | 8 |  | 2030 | 0 | 0 | 0 | 0 | 0 | 0 |  |  |  | 0 | 0 | 0 | 0 | 0 | 0 | 62.76 | 62.76 | 62.76 | 62.76 | 62.76 | 313.8 | 82.2 | 82.2 | 82.2 | 82.2 | 82.2 | 411 |  |  | 0
0 | ZAMBÉZIA | SN1 | CIDADE DE QUELIMANE | Armazém Provincial de Vacinas da Zambézia | Refrigerator | PQS_refr | B Medical Systems Sarl (Dometic) | TCW 3000 AC |  | Electricity | 2015 | Functioning well |  |  |  |  | CCE not to replace |  |  | 2023-01-31 | Sousa Ribe | PQS E003/017 | ILRorF | 150 | 150 | 0 | 62.76 | 82.2 | 8 |  | 2030 | 0 | 0 | 0 | 0 | 0 | 0 |  |  |  | 0 | 0 | 0 | 0 | 0 | 0 | 62.76 | 62.76 | 62.76 | 62.76 | 62.76 | 313.8 | 82.2 | 82.2 | 82.2 | 82.2 | 82.2 | 411 |  |  | 0
0 | ZAMBÉZIA | SN1 | CIDADE DE QUELIMANE | Armazém Provincial de Vacinas da Zambézia | Refrigerator | PQS_refr | B Medical Systems Sarl (Dometic) | TCW 3000 AC |  | Electricity | 2015 | Functioning well |  |  |  |  | CCE not to replace |  |  | 2023-01-31 | Sousa Ribe | PQS E003/017 | ILRorF | 150 | 150 | 0 | 62.76 | 82.2 | 8 |  | 2030 | 0 | 0 | 0 | 0 | 0 | 0 |  |  |  | 0 | 0 | 0 | 0 | 0 | 0 | 62.76 | 62.76 | 62.76 | 62.76 | 62.76 | 313.8 | 82.2 | 82.2 | 82.2 | 82.2 | 82.2 | 411 |  |  | 0
0 | ZAMBÉZIA | SN1 | CIDADE DE QUELIMANE | Armazém Provincial de Vacinas da Zambézia | Freezer | PQS_freezer | Vestfrost | MF 314 |  | Electricity | 2020 | Functioning well |  |  |  |  | CCE not to replace |  | CCEOP1 | 2023-01-31 | Sousa Ribe | PQS E003/023 | VWPF | 0 | 281 | 0 | 13.752 | 253.8 | 3 |  | 2035 | 0 | 0 | 0 | 0 | 0 | 0 |  |  |  | 0 | 0 | 0 | 0 | 0 | 0 | 13.752 | 13.752 | 13.752 | 13.752 | 13.752 | 68.76 | 253.8 | 253.8 | 253.8 | 253.8 | 253.8 | 1269 |  |  | 0
0 | ZAMBÉZIA | SN1 | CIDADE DE QUELIMANE | Armazém Provincial de Vacinas da Zambézia | Freezer | PQS_freezer | Vestfrost | MF 314 |  | Electricity | 2020 | Functioning well |  |  |  |  | CCE not to replace |  | CCEOP1 | 2023-01-31 | Sousa Ribe | PQS E003/023 | VWPF | 0 | 281 | 0 | 13.752 | 253.8 | 3 |  | 2035 | 0 | 0 | 0 | 0 | 0 | 0 |  |  |  | 0 | 0 | 0 | 0 | 0 | 0 | 13.752 | 13.752 | 13.752 | 13.752 | 13.752 | 68.76 | 253.8 | 253.8 | 253.8 | 253.8 | 253.8 | 1269 |  |  | 0
0 | ZAMBÉZIA | SN1 | CIDADE DE QUELIMANE | Armazém Provincial de Vacinas da Zambézia | Freezer | PQS_freezer | Vestfrost | MF 314 |  | Electricity | 2020 | Functioning well |  |  |  |  | CCE not to replace |  | CCEOP1 | 2023-01-31 | Sousa Ribe | PQS E003/023 | VWPF | 0 | 281 | 0 | 13.752 | 253.8 | 3 |  | 2035 | 0 | 0 | 0 | 0 | 0 | 0 |  |  |  | 0 | 0 | 0 | 0 | 0 | 0 | 13.752 | 13.752 | 13.752 | 13.752 | 13.752 | 68.76 | 253.8 | 253.8 | 253.8 | 253.8 | 253.8 | 1269 |  |  | 0
0 | ZAMBÉZIA | SN1 | CIDADE DE QUELIMANE | Armazém Provincial de Vacinas da Zambézia | Freezer | PQS_freezer | Vestfrost | MF 314 |  | Electricity | 2020 | Functioning well |  |  |  |  | CCE not to replace |  | CCEOP1 | 2023-01-31 | Sousa Ribe | PQS E003/023 | VWPF | 0 | 281 | 0 | 13.752 | 253.8 | 3 |  | 2035 | 0 | 0 | 0 | 0 | 0 | 0 |  |  |  | 0 | 0 | 0 | 0 | 0 | 0 | 13.752 | 13.752 | 13.752 | 13.752 | 13.752 | 68.76 | 253.8 | 253.8 | 253.8 | 253.8 | 253.8 | 1269 |  |  | 0
0 | ZAMBÉZIA | SP | QUELIMANE | Hospital Geral de Quelimane | Refrigerator | PQS_refr | B Medical Systems Sarl (Dometic) | TCW 3000 AC |  | Electricity | 2015 | Functioning well |  |  |  |  | CCE not to replace |  |  | 2023-01-31 | Sousa Ribe | PQS E003/017 | ILRorF | 150 | 150 | 0 | 62.76 | 82.2 | 8 |  | 2030 | 0 | 0 | 0 | 0 | 0 | 0 |  |  |  | 0 | 0 | 0 | 0 | 0 | 0 | 62.76 | 62.76 | 62.76 | 62.76 | 62.76 | 313.8 | 82.2 | 82.2 | 82.2 | 82.2 | 82.2 | 411 | 752 |  | 0
0 | ZAMBÉZIA | SP | QUELIMANE | Hospital Geral de Quelimane | Refrigerator | PQS_refr | Vestfrost | MK 304 |  | Electricity | 2020 | Functioning well |  |  |  |  | CCE not to replace |  |  | 2023-01-31 | Sousa Ribe | PQS E003/007 | ILR | 105 | 0 | 0 | 19.032 | 192 | 3 |  | 2035 | 0 | 0 | 0 | 0 | 0 | 0 |  |  |  | 0 | 0 | 0 | 0 | 0 | 0 | 19.032 | 19.032 | 19.032 | 19.032 | 19.032 | 95.16 | 192 | 192 | 192 | 192 | 192 | 960 | 753 |  | 0
0 | ZAMBÉZIA | SP | QUELIMANE | 17 de Setembro | Refrigerator | PQS_refr | Vestfrost | MK 304 |  | Electricity | 2015 | Functioning well |  |  |  |  | CCE not to replace |  |  | 2023-01-31 | Sousa Ribe | PQS E003/007 | ILR | 105 | 0 | 0 | 19.032 | 192 | 8 |  | 2030 | 0 | 0 | 0 | 0 | 0 | 0 |  |  |  | 0 | 0 | 0 | 0 | 0 | 0 | 19.032 | 19.032 | 19.032 | 19.032 | 19.032 | 95.16 | 192 | 192 | 192 | 192 | 192 | 960 | 754 |  | 0
0 | ZAMBÉZIA | SP | QUELIMANE | 24 de Julho | Refrigerator | PQS_refr | Vestfrost | MK 304 |  | Electricity | 2015 | Functioning well |  |  |  |  | CCE not to replace |  |  | 2023-01-31 | Sousa Ribe | PQS E003/007 | ILR | 105 | 0 | 0 | 19.032 | 192 | 8 |  | 2030 | 0 | 0 | 0 | 0 | 0 | 0 |  |  |  | 0 | 0 | 0 | 0 | 0 | 0 | 19.032 | 19.032 | 19.032 | 19.032 | 19.032 | 95.16 | 192 | 192 | 192 | 192 | 192 | 960 | 755 |  | 0
0 | ZAMBÉZIA | SP | QUELIMANE | 4 de Dezembro | Refrigerator | PQS_refr | Vestfrost | MK 304 |  | Electricity | 2015 | Functioning well |  |  |  |  | CCE not to replace |  |  | 2023-01-31 | Sousa Ribe | PQS E003/007 | ILR | 105 | 0 | 0 | 19.032 | 192 | 8 |  | 2030 | 0 | 0 | 0 | 0 | 0 | 0 |  |  |  | 0 | 0 | 0 | 0 | 0 | 0 | 19.032 | 19.032 | 19.032 | 19.032 | 19.032 | 95.16 | 192 | 192 | 192 | 192 | 192 | 960 | 756 |  | 0
0 | ZAMBÉZIA | SP | QUELIMANE | Chabeco | Refrigerator | PQS_refr | Vestfrost | MK 304 |  | Electricity | 2015 | Functioning well |  |  |  |  | CCE not to replace |  |  | 2023-01-31 | Sousa Ribe | PQS E003/007 | ILR | 105 | 0 | 0 | 19.032 | 192 | 8 |  | 2030 | 0 | 0 | 0 | 0 | 0 | 0 |  |  |  | 0 | 0 | 0 | 0 | 0 | 0 | 19.032 | 19.032 | 19.032 | 19.032 | 19.032 | 95.16 | 192 | 192 | 192 | 192 | 192 | 960 | 757 |  | 0
0 | ZAMBÉZIA | SP | QUELIMANE | Coalane | Refrigerator | PQS_refr | Vestfrost | MK 304 |  | Electricity | 2015 | Functioning well |  |  |  |  | CCE not to replace |  |  | 2023-01-31 | Sousa Ribe | PQS E003/007 | ILR | 105 | 0 | 0 | 19.032 | 192 | 8 |  | 2030 | 0 | 0 | 0 | 0 | 0 | 0 |  |  |  | 0 | 0 | 0 | 0 | 0 | 0 | 19.032 | 19.032 | 19.032 | 19.032 | 19.032 | 95.16 | 192 | 192 | 192 | 192 | 192 | 960 | 758 |  | 0
0 | ZAMBÉZIA | SP | QUELIMANE | Coalane | Refrigerator | PQS_refr | Vestfrost | MK 304 |  | Electricity | 2020 | Functioning well |  |  |  |  | CCE not to replace |  |  | 2023-01-31 | Sousa Ribe | PQS E003/007 | ILR | 105 | 0 | 0 | 19.032 | 192 | 3 |  | 2035 | 0 | 0 | 0 | 0 | 0 | 0 |  |  |  | 0 | 0 | 0 | 0 | 0 | 0 | 19.032 | 19.032 | 19.032 | 19.032 | 19.032 | 95.16 | 192 | 192 | 192 | 192 | 192 | 960 | 759 |  | 0
0 | ZAMBÉZIA | SP | QUELIMANE | Icidua | Refrigerator | PQS_refr | B Medical Systems Sarl (Dometic) | TCW 80 AC |  | Electricity | 2021 | Functioning well |  |  |  |  | CCE not to replace |  | CCEOP1 | 2023-01-31 | Sousa Ribe | PQS E003/101 | ILR | 80.5 | 0 | 0 | 71.808 | 69.6 | 2 |  | 2036 | 0 | 0 | 0 | 0 | 0 | 0 |  |  |  | 0 | 0 | 0 | 0 | 0 | 0 | 71.808 | 71.808 | 71.808 | 71.808 | 71.808 | 359.04 | 69.6 | 69.6 | 69.6 | 69.6 | 69.6 | 348 | 760 |  | 0
0 | ZAMBÉZIA | SP | QUELIMANE | Icidua | Refrigerator | PQS_refr | B Medical Systems Sarl (Dometic) | TCW 80 AC |  | Electricity | 2021 | Functioning well |  |  |  |  | CCE not to replace |  | CCEOP1 | 2023-01-31 | Sousa Ribe | PQS E003/101 | ILR | 80.5 | 0 | 0 | 71.808 | 69.6 | 2 |  | 2036 | 0 | 0 | 0 | 0 | 0 | 0 |  |  |  | 0 | 0 | 0 | 0 | 0 | 0 | 71.808 | 71.808 | 71.808 | 71.808 | 71.808 | 359.04 | 69.6 | 69.6 | 69.6 | 69.6 | 69.6 | 348 | 761 |  | 0
0 | ZAMBÉZIA | SP | QUELIMANE | Inhangulue | Refrigerator | PQS_refr | B Medical Systems Sarl (Dometic) | TCW 80 AC |  | Electricity | 2021 | Functioning well |  |  |  |  | CCE not to replace |  | CCEOP1 | 2023-01-31 | Sousa Ribe | PQS E003/101 | ILR | 80.5 | 0 | 0 | 71.808 | 69.6 | 2 |  | 2036 | 0 | 0 | 0 | 0 | 0 | 0 |  |  |  | 0 | 0 | 0 | 0 | 0 | 0 | 71.808 | 71.808 | 71.808 | 71.808 | 71.808 | 359.04 | 69.6 | 69.6 | 69.6 | 69.6 | 69.6 | 348 | 762 |  | 0
0 | ZAMBÉZIA | SP | QUELIMANE | Ionge | Refrigerator | PQS_refr | B Medical Systems Sarl (Dometic) | TCW 80 AC |  | Electricity | 2021 | Functioning well |  |  |  |  | CCE not to replace |  | CCEOP1 | 2023-01-31 | Sousa Ribe | PQS E003/101 | ILR | 80.5 | 0 | 0 | 71.808 | 69.6 | 2 |  | 2036 | 0 | 0 | 0 | 0 | 0 | 0 |  |  |  | 0 | 0 | 0 | 0 | 0 | 0 | 71.808 | 71.808 | 71.808 | 71.808 | 71.808 | 359.04 | 69.6 | 69.6 | 69.6 | 69.6 | 69.6 | 348 | 763 |  | 0
0 | ZAMBÉZIA | SP | QUELIMANE | Madal | Refrigerator | PQS_refr | B Medical Systems Sarl (Dometic) | TCW 80 AC |  | Electricity | 2021 | Functioning well |  |  |  |  | CCE not to replace |  | CCEOP1 | 2023-01-31 | Sousa Ribe | PQS E003/101 | ILR | 80.5 | 0 | 0 | 71.808 | 69.6 | 2 |  | 2036 | 0 | 0 | 0 | 0 | 0 | 0 |  |  |  | 0 | 0 | 0 | 0 | 0 | 0 | 71.808 | 71.808 | 71.808 | 71.808 | 71.808 | 359.04 | 69.6 | 69.6 | 69.6 | 69.6 | 69.6 | 348 | 764 |  | 0
0 | ZAMBÉZIA | SP | QUELIMANE | Malanha | Refrigerator | PQS_refr | B Medical Systems Sarl (Dometic) | TCW 80 AC |  | Electricity | 2021 | Functioning well |  |  |  |  | CCE not to replace |  | CCEOP1 | 2023-01-31 | Sousa Ribe | PQS E003/101 | ILR | 80.5 | 0 | 0 | 71.808 | 69.6 | 2 |  | 2036 | 0 | 0 | 0 | 0 | 0 | 0 |  |  |  | 0 | 0 | 0 | 0 | 0 | 0 | 71.808 | 71.808 | 71.808 | 71.808 | 71.808 | 359.04 | 69.6 | 69.6 | 69.6 | 69.6 | 69.6 | 348 | 765 |  | 0
0 | ZAMBÉZIA | SP | QUELIMANE | Maquivale Rio | Refrigerator | PQS_refr | B Medical Systems Sarl (Dometic) | TCW 80 AC |  | Electricity | 2021 | Functioning well |  |  |  |  | CCE not to replace |  | CCEOP1 | 2023-01-31 | Sousa Ribe | PQS E003/101 | ILR | 80.5 | 0 | 0 | 71.808 | 69.6 | 2 |  | 2036 | 0 | 0 | 0 | 0 | 0 | 0 |  |  |  | 0 | 0 | 0 | 0 | 0 | 0 | 71.808 | 71.808 | 71.808 | 71.808 | 71.808 | 359.04 | 69.6 | 69.6 | 69.6 | 69.6 | 69.6 | 348 | 766 |  | 0
0 | ZAMBÉZIA | SP | QUELIMANE | Maquivale Sede | Refrigerator | PQS_refr | B Medical Systems Sarl (Dometic) | TCW 80 AC |  | Electricity | 2021 | Functioning well |  |  |  |  | CCE not to replace |  | CCEOP1 | 2023-01-31 | Sousa Ribe | PQS E003/101 | ILR | 80.5 | 0 | 0 | 71.808 | 69.6 | 2 |  | 2036 | 0 | 0 | 0 | 0 | 0 | 0 |  |  |  | 0 | 0 | 0 | 0 | 0 | 0 | 71.808 | 71.808 | 71.808 | 71.808 | 71.808 | 359.04 | 69.6 | 69.6 | 69.6 | 69.6 | 69.6 | 348 | 767 |  | 0
0 | ZAMBÉZIA | SP | QUELIMANE | Micajune | Refrigerator | PQS_refr | B Medical Systems Sarl (Dometic) | TCW 80 AC |  | Electricity | 2021 | Functioning well |  |  |  |  | CCE not to replace |  | CCEOP1 | 2023-01-31 | Sousa Ribe | PQS E003/101 | ILR | 80.5 | 0 | 0 | 71.808 | 69.6 | 2 |  | 2036 | 0 | 0 | 0 | 0 | 0 | 0 |  |  |  | 0 | 0 | 0 | 0 | 0 | 0 | 71.808 | 71.808 | 71.808 | 71.808 | 71.808 | 359.04 | 69.6 | 69.6 | 69.6 | 69.6 | 69.6 | 348 | 768 |  | 0
0 | ZAMBÉZIA | SP | QUELIMANE | Namuinho | Refrigerator | PQS_refr | B Medical Systems Sarl (Dometic) | TCW 80 AC |  | Electricity | 2021 | Functioning well |  |  |  |  | CCE not to replace |  | CCEOP1 | 2023-01-31 | Sousa Ribe | PQS E003/101 | ILR | 80.5 | 0 | 0 | 71.808 | 69.6 | 2 |  | 2036 | 0 | 0 | 0 | 0 | 0 | 0 |  |  |  | 0 | 0 | 0 | 0 | 0 | 0 | 71.808 | 71.808 | 71.808 | 71.808 | 71.808 | 359.04 | 69.6 | 69.6 | 69.6 | 69.6 | 69.6 | 348 | 769 |  | 0
0 | ZAMBÉZIA | SP | QUELIMANE | Sangarivera | Refrigerator | PQS_refr | B Medical Systems Sarl (Dometic) | TCW 80 AC |  | Electricity | 2021 | Functioning well |  |  |  |  | CCE not to replace |  | CCEOP1 | 2023-01-31 | Sousa Ribe | PQS E003/101 | ILR | 80.5 | 0 | 0 | 71.808 | 69.6 | 2 |  | 2036 | 0 | 0 | 0 | 0 | 0 | 0 |  |  |  | 0 | 0 | 0 | 0 | 0 | 0 | 71.808 | 71.808 | 71.808 | 71.808 | 71.808 | 359.04 | 69.6 | 69.6 | 69.6 | 69.6 | 69.6 | 348 | 770 |  | 0
0 | ZAMBÉZIA | SP | QUELIMANE | Varela | Refrigerator | PQS_refr | B Medical Systems Sarl (Dometic) | TCW 80 AC |  | Electricity | 2021 | Functioning well |  |  |  |  | CCE not to replace |  | CCEOP1 | 2023-01-31 | Sousa Ribe | PQS E003/101 | ILR | 80.5 | 0 | 0 | 71.808 | 69.6 | 2 |  | 2036 | 0 | 0 | 0 | 0 | 0 | 0 |  |  |  | 0 | 0 | 0 | 0 | 0 | 0 | 71.808 | 71.808 | 71.808 | 71.808 | 71.808 | 359.04 | 69.6 | 69.6 | 69.6 | 69.6 | 69.6 | 348 | 771 |  | 0
0 | ZAMBÉZIA | SP | QUELIMANE | Zalala - Mar | Refrigerator | PQS_refr | B Medical Systems Sarl (Dometic) | TCW 80 AC |  | Electricity | 2021 | Functioning well |  |  |  |  | CCE not to replace |  | CCEOP1 | 2023-01-31 | Sousa Ribe | PQS E003/101 | ILR | 80.5 | 0 | 0 | 71.808 | 69.6 | 2 |  | 2036 | 0 | 0 | 0 | 0 | 0 | 0 |  |  |  | 0 | 0 | 0 | 0 | 0 | 0 | 71.808 | 71.808 | 71.808 | 71.808 | 71.808 | 359.04 | 69.6 | 69.6 | 69.6 | 69.6 | 69.6 | 348 | 772 |  | 0
0 | ZAMBÉZIA | SP | QUELIMANE | Zalala - Mar | Refrigerator | PQS_refr | B Medical Systems Sarl (Dometic) | TCW 80 AC |  | Electricity | 2021 | Functioning well |  |  |  |  | CCE not to replace |  | CCEOP1 | 2023-01-31 | Sousa Ribe | PQS E003/101 | ILR | 80.5 | 0 | 0 | 71.808 | 69.6 | 2 |  | 2036 | 0 | 0 | 0 | 0 | 0 | 0 |  |  |  | 0 | 0 | 0 | 0 | 0 | 0 | 71.808 | 71.808 | 71.808 | 71.808 | 71.808 | 359.04 | 69.6 | 69.6 | 69.6 | 69.6 | 69.6 | 348 | 773 |  | 0
0 | ZAMBÉZIA | LD | CHINDE | Depósito D. CHINDE | Freezer | PQS_freezer | Vestfrost | MF 314 |  | Electricity | 2014 | Functioning well |  |  |  |  | CCE not to replace |  |  | 2023-01-31 | Sousa Ribe | PQS E003/023 | VWPF | 0 | 281 | 0 | 13.752 | 253.8 | 9 |  | 2029 | 0 | 0 | 0 | 0 | 1 | 1 |  |  |  | 0 | 0 | 0 | 0 | #N/A | #N/A | 13.752 | 13.752 | 13.752 | 13.752 | #N/A | #N/A | 253.8 | 253.8 | 253.8 | 253.8 | #N/A | #N/A | 774 |  | 0
0 | ZAMBÉZIA | LD | CHINDE | Depósito D. CHINDE | Freezer | PQS_freezer | Vestfrost | MF 314 |  | Electricity | 2014 | Functioning well |  |  |  |  | CCE not to replace |  |  | 2023-01-31 | Sousa Ribe | PQS E003/023 | VWPF | 0 | 281 | 0 | 13.752 | 253.8 | 9 |  | 2029 | 0 | 0 | 0 | 0 | 1 | 1 |  |  |  | 0 | 0 | 0 | 0 | #N/A | #N/A | 13.752 | 13.752 | 13.752 | 13.752 | #N/A | #N/A | 253.8 | 253.8 | 253.8 | 253.8 | #N/A | #N/A | 775 |  | 0
0 | ZAMBÉZIA | LD | CHINDE | Depósito D. CHINDE | Refrigerator | PQS_refr | B Medical Systems Sarl (Dometic) | TCW 80 AC |  | Electricity | 2014 | Functioning well |  |  |  |  | CCE not to replace |  |  | 2023-01-31 | Sousa Ribe | PQS E003/101 | ILR | 80.5 | 0 | 0 | 71.808 | 69.6 | 9 |  | 2029 | 0 | 0 | 0 | 0 | 1 | 1 |  |  |  | 0 | 0 | 0 | 0 | #N/A | #N/A | 71.808 | 71.808 | 71.808 | 71.808 | #N/A | #N/A | 69.6 | 69.6 | 69.6 | 69.6 | #N/A | #N/A | 776 |  | 0
0 | ZAMBÉZIA | SP | CHINDE | Madal | Refrigerator | PQS_refr | Vestfrost | VLS 404A AC |  | Electricity | 2014 | Functioning well |  |  |  |  | CCE not to replace |  |  | 2023-01-31 | Sousa Ribe | PQS E003/112 | ILR | 145 | 0 | 0 | 25.08 | 41.4 | 9 |  | 2029 | 0 | 0 | 0 | 0 | 1 | 1 |  |  |  | 0 | 0 | 0 | 0 | #N/A | #N/A | 25.08 | 25.08 | 25.08 | 25.08 | #N/A | #N/A | 41.4 | 41.4 | 41.4 | 41.4 | #N/A | #N/A | 777 |  | 0
0 | ZAMBÉZIA | SP | CHINDE | Matilde | Refrigerator | PQS_refr | B Medical Systems Sarl (Dometic) | TCW 80 AC |  | Electricity | 2014 | Functioning well |  |  |  |  | CCE not to replace |  |  | 2023-01-31 | Sousa Ribe | PQS E003/101 | ILR | 80.5 | 0 | 0 | 71.808 | 69.6 | 9 |  | 2029 | 0 | 0 | 0 | 0 | 1 | 1 |  |  |  | 0 | 0 | 0 | 0 | #N/A | #N/A | 71.808 | 71.808 | 71.808 | 71.808 | #N/A | #N/A | 69.6 | 69.6 | 69.6 | 69.6 | #N/A | #N/A | 778 |  | 0
0 | ZAMBÉZIA | SP | CHINDE | Micaune | Refrigerator | PQS_refr | B Medical Systems Sarl (Dometic) | TCW 80 AC |  | Electricity | 2015 | Functioning well |  |  |  |  | CCE not to replace |  |  | 2023-01-31 | Sousa Ribe | PQS E003/101 | ILR | 80.5 | 0 | 0 | 71.808 | 69.6 | 8 |  | 2030 | 0 | 0 | 0 | 0 | 0 | 0 |  |  |  | 0 | 0 | 0 | 0 | 0 | 0 | 71.808 | 71.808 | 71.808 | 71.808 | 71.808 | 359.04 | 69.6 | 69.6 | 69.6 | 69.6 | 69.6 | 348 | 779 |  | 0
0 | ZAMBÉZIA | SP | CHINDE | Mitange | Refrigerator | PQS_refr | Vestfrost | VLS 404A AC |  | Electricity | 2015 | Functioning well |  |  |  |  | CCE not to replace |  |  | 2023-01-31 | Sousa Ribe | PQS E003/112 | ILR | 145 | 0 | 0 | 25.08 | 41.4 | 8 |  | 2030 | 0 | 0 | 0 | 0 | 0 | 0 |  |  |  | 0 | 0 | 0 | 0 | 0 | 0 | 25.08 | 25.08 | 25.08 | 25.08 | 25.08 | 125.4 | 41.4 | 41.4 | 41.4 | 41.4 | 41.4 | 207 | 780 |  | 0
0 | ZAMBÉZIA | SP | CHINDE | Sede | Refrigerator | PQS_refr | B Medical Systems Sarl (Dometic) | TCW 80 AC |  | Electricity | 2015 | Functioning well |  |  |  |  | CCE not to replace |  |  | 2023-01-31 | Sousa Ribe | PQS E003/101 | ILR | 80.5 | 0 | 0 | 71.808 | 69.6 | 8 |  | 2030 | 0 | 0 | 0 | 0 | 0 | 0 |  |  |  | 0 | 0 | 0 | 0 | 0 | 0 | 71.808 | 71.808 | 71.808 | 71.808 | 71.808 | 359.04 | 69.6 | 69.6 | 69.6 | 69.6 | 69.6 | 348 | 781 |  | 0
0 | ZAMBÉZIA | LD | DERRE | Depósito D. DERRE | Freezer | PQS_freezer | Vestfrost | MF 314 |  | Electricity | 2020 | Functioning well |  |  |  |  | CCE not to replace |  | CCEOP1 | 2023-01-31 | Sousa Ribe | PQS E003/023 | VWPF | 0 | 281 | 0 | 13.752 | 253.8 | 3 |  | 2035 | 0 | 0 | 0 | 0 | 0 | 0 |  |  |  | 0 | 0 | 0 | 0 | 0 | 0 | 13.752 | 13.752 | 13.752 | 13.752 | 13.752 | 68.76 | 253.8 | 253.8 | 253.8 | 253.8 | 253.8 | 1269 | 782 |  | 0
0 | ZAMBÉZIA | LD | DERRE | Depósito D. DERRE | Freezer | PQS_freezer | Vestfrost | MF 314 |  | Electricity | 2020 | Functioning well |  |  |  |  | CCE not to replace |  | CCEOP1 | 2023-01-31 | Sousa Ribe | PQS E003/023 | VWPF | 0 | 281 | 0 | 13.752 | 253.8 | 3 |  | 2035 | 0 | 0 | 0 | 0 | 0 | 0 |  |  |  | 0 | 0 | 0 | 0 | 0 | 0 | 13.752 | 13.752 | 13.752 | 13.752 | 13.752 | 68.76 | 253.8 | 253.8 | 253.8 | 253.8 | 253.8 | 1269 | 783 |  | 0
0 | ZAMBÉZIA | LD | DERRE | Depósito D. DERRE | Freezer | PQS_freezer | Vestfrost | MF 314 |  | Electricity | 2020 | Functioning well |  |  |  |  | CCE not to replace |  | CCEOP1 | 2023-01-31 | Sousa Ribe | PQS E003/023 | VWPF | 0 | 281 | 0 | 13.752 | 253.8 | 3 |  | 2035 | 0 | 0 | 0 | 0 | 0 | 0 |  |  |  | 0 | 0 | 0 | 0 | 0 | 0 | 13.752 | 13.752 | 13.752 | 13.752 | 13.752 | 68.76 | 253.8 | 253.8 | 253.8 | 253.8 | 253.8 | 1269 | 784 |  | 0
0 | ZAMBÉZIA | SP | DERRE | Machindo | Refrigerator | PQS_refr | Vestfrost | VLS 404A AC |  | Electricity | 2015 | Functioning well |  |  |  |  | CCE not to replace |  |  | 2023-01-31 | Sousa Ribe | PQS E003/112 | ILR | 145 | 0 | 0 | 25.08 | 41.4 | 8 |  | 2030 | 0 | 0 | 0 | 0 | 0 | 0 |  |  |  | 0 | 0 | 0 | 0 | 0 | 0 | 25.08 | 25.08 | 25.08 | 25.08 | 25.08 | 125.4 | 41.4 | 41.4 | 41.4 | 41.4 | 41.4 | 207 | 785 |  | 0
0 | ZAMBÉZIA | SP | DERRE | Machindo | Refrigerator | PQS_refr | Vestfrost | VLS 404A AC |  | Electricity | 2015 | Functioning well |  |  |  |  | CCE not to replace |  |  | 2023-01-31 | Sousa Ribe | PQS E003/112 | ILR | 145 | 0 | 0 | 25.08 | 41.4 | 8 |  | 2030 | 0 | 0 | 0 | 0 | 0 | 0 |  |  |  | 0 | 0 | 0 | 0 | 0 | 0 | 25.08 | 25.08 | 25.08 | 25.08 | 25.08 | 125.4 | 41.4 | 41.4 | 41.4 | 41.4 | 41.4 | 207 | 786 |  | 0
0 | ZAMBÉZIA | LD | NAMACURRA | Depósito D. NAMACURRA | Freezer | PQS_freezer | Vestfrost | MF 314 |  | Electricity | 2020 | Functioning well |  |  |  |  | CCE not to replace |  | CCEOP1 | 2023-01-31 | Sousa Ribe | PQS E003/023 | VWPF | 0 | 281 | 0 | 13.752 | 253.8 | 3 |  | 2035 | 0 | 0 | 0 | 0 | 0 | 0 |  |  |  | 0 | 0 | 0 | 0 | 0 | 0 | 13.752 | 13.752 | 13.752 | 13.752 | 13.752 | 68.76 | 253.8 | 253.8 | 253.8 | 253.8 | 253.8 | 1269 | 787 |  | 0
0 | ZAMBÉZIA | LD | NAMACURRA | Depósito D. NAMACURRA | Freezer | PQS_freezer | Vestfrost | MF 314 |  | Electricity | 2020 | Functioning well |  |  |  |  | CCE not to replace |  | CCEOP1 | 2023-01-31 | Sousa Ribe | PQS E003/023 | VWPF | 0 | 281 | 0 | 13.752 | 253.8 | 3 |  | 2035 | 0 | 0 | 0 | 0 | 0 | 0 |  |  |  | 0 | 0 | 0 | 0 | 0 | 0 | 13.752 | 13.752 | 13.752 | 13.752 | 13.752 | 68.76 | 253.8 | 253.8 | 253.8 | 253.8 | 253.8 | 1269 | 788 |  | 0
0 | ZAMBÉZIA | SP | NAMACURRA | Furquia | Refrigerator | PQS_refr | B Medical Systems Sarl (Dometic) | TCW 80 AC |  | Electricity | 2015 | Functioning well |  |  |  |  | CCE not to replace |  |  | 2023-01-31 | Sousa Ribe | PQS E003/101 | ILR | 80.5 | 0 | 0 | 71.808 | 69.6 | 8 |  | 2030 | 0 | 0 | 0 | 0 | 0 | 0 |  |  |  | 0 | 0 | 0 | 0 | 0 | 0 | 71.808 | 71.808 | 71.808 | 71.808 | 71.808 | 359.04 | 69.6 | 69.6 | 69.6 | 69.6 | 69.6 | 348 | 789 |  | 0
0 | ZAMBÉZIA | SP | NAMACURRA | Macuse | Refrigerator | PQS_refr | Vestfrost | VLS 404A AC |  | Electricity | 2021 | Functioning well |  |  |  |  | CCE not to replace |  | CCEOP1 | 2023-01-31 | Sousa Ribe | PQS E003/112 | ILR | 145 | 0 | 0 | 25.08 | 41.4 | 2 |  | 2036 | 0 | 0 | 0 | 0 | 0 | 0 |  |  |  | 0 | 0 | 0 | 0 | 0 | 0 | 25.08 | 25.08 | 25.08 | 25.08 | 25.08 | 125.4 | 41.4 | 41.4 | 41.4 | 41.4 | 41.4 | 207 | 790 |  | 0
0 | ZAMBÉZIA | SP | NAMACURRA | Malei | Refrigerator | PQS_refr | Vestfrost | MK 304 |  | Electricity | 2020 | Functioning well |  |  |  |  | CCE not to replace |  |  | 2023-01-31 | Sousa Ribe | PQS E003/007 | ILR | 105 | 0 | 0 | 19.032 | 192 | 3 |  | 2035 | 0 | 0 | 0 | 0 | 0 | 0 |  |  |  | 0 | 0 | 0 | 0 | 0 | 0 | 19.032 | 19.032 | 19.032 | 19.032 | 19.032 | 95.16 | 192 | 192 | 192 | 192 | 192 | 960 | 791 |  | 0
0 | ZAMBÉZIA | SP | NAMACURRA | Mbaua | Refrigerator | PQS_refr | Vestfrost | VLS 404A AC |  | Electricity | 2019 | Functioning well |  |  |  |  | CCE not to replace |  |  | 2023-01-31 | Sousa Ribe | PQS E003/112 | ILR | 145 | 0 | 0 | 25.08 | 41.4 | 4 |  | 2034 | 0 | 0 | 0 | 0 | 0 | 0 |  |  |  | 0 | 0 | 0 | 0 | 0 | 0 | 25.08 | 25.08 | 25.08 | 25.08 | 25.08 | 125.4 | 41.4 | 41.4 | 41.4 | 41.4 | 41.4 | 207 | 792 |  | 0
0 | ZAMBÉZIA | SP | NAMACURRA | Mexixine | Refrigerator | PQS_refr | Vestfrost | VLS 404A AC |  | Electricity | 2021 | Functioning well |  |  |  |  | CCE not to replace |  | CCEOP1 | 2023-01-31 | Sousa Ribe | PQS E003/112 | ILR | 145 | 0 | 0 | 25.08 | 41.4 | 2 |  | 2036 | 0 | 0 | 0 | 0 | 0 | 0 |  |  |  | 0 | 0 | 0 | 0 | 0 | 0 | 25.08 | 25.08 | 25.08 | 25.08 | 25.08 | 125.4 | 41.4 | 41.4 | 41.4 | 41.4 | 41.4 | 207 | 793 |  | 0
0 | ZAMBÉZIA | SP | NAMACURRA | Muceliua | Refrigerator | PQS_refr | B Medical Systems Sarl (Dometic) | TCW 80 AC |  | Electricity | 2019 | Functioning well |  |  |  |  | CCE not to replace |  |  | 2023-01-31 | Sousa Ribe | PQS E003/101 | ILR | 80.5 | 0 | 0 | 71.808 | 69.6 | 4 |  | 2034 | 0 | 0 | 0 | 0 | 0 | 0 |  |  |  | 0 | 0 | 0 | 0 | 0 | 0 | 71.808 | 71.808 | 71.808 | 71.808 | 71.808 | 359.04 | 69.6 | 69.6 | 69.6 | 69.6 | 69.6 | 348 | 794 |  | 0
0 | ZAMBÉZIA | SP | NAMACURRA | Muebele | Refrigerator | PQS_refr | B Medical Systems Sarl (Dometic) | TCW 80 AC |  | Electricity | 2019 | Functioning well |  |  |  |  | CCE not to replace |  |  | 2023-01-31 | Sousa Ribe | PQS E003/101 | ILR | 80.5 | 0 | 0 | 71.808 | 69.6 | 4 |  | 2034 | 0 | 0 | 0 | 0 | 0 | 0 |  |  |  | 0 | 0 | 0 | 0 | 0 | 0 | 71.808 | 71.808 | 71.808 | 71.808 | 71.808 | 359.04 | 69.6 | 69.6 | 69.6 | 69.6 | 69.6 | 348 | 795 |  | 0
0 | ZAMBÉZIA | SP | NAMACURRA | Mugubia/ Pida | Refrigerator | PQS_refr | B Medical Systems Sarl (Dometic) | TCW 80 AC |  | Electricity | 2019 | Functioning well |  |  |  |  | CCE not to replace |  |  | 2023-01-31 | Sousa Ribe | PQS E003/101 | ILR | 80.5 | 0 | 0 | 71.808 | 69.6 | 4 |  | 2034 | 0 | 0 | 0 | 0 | 0 | 0 |  |  |  | 0 | 0 | 0 | 0 | 0 | 0 | 71.808 | 71.808 | 71.808 | 71.808 | 71.808 | 359.04 | 69.6 | 69.6 | 69.6 | 69.6 | 69.6 | 348 | 796 |  | 0
0 | ZAMBÉZIA | SP | NAMACURRA | Mutange | Refrigerator | PQS_refr | B Medical Systems Sarl (Dometic) | TCW 80 AC |  | Electricity | 2019 | Functioning well |  |  |  |  | CCE not to replace |  |  | 2023-01-31 | Sousa Ribe | PQS E003/101 | ILR | 80.5 | 0 | 0 | 71.808 | 69.6 | 4 |  | 2034 | 0 | 0 | 0 | 0 | 0 | 0 |  |  |  | 0 | 0 | 0 | 0 | 0 | 0 | 71.808 | 71.808 | 71.808 | 71.808 | 71.808 | 359.04 | 69.6 | 69.6 | 69.6 | 69.6 | 69.6 | 348 | 797 |  | 0
0 | ZAMBÉZIA | SP | NAMACURRA | Naciaia | Refrigerator | PQS_refr | Vestfrost | VLS 404A AC |  | Electricity | 2019 | Functioning well |  |  |  |  | CCE not to replace |  |  | 2023-01-31 | Sousa Ribe | PQS E003/112 | ILR | 145 | 0 | 0 | 25.08 | 41.4 | 4 |  | 2034 | 0 | 0 | 0 | 0 | 0 | 0 |  |  |  | 0 | 0 | 0 | 0 | 0 | 0 | 25.08 | 25.08 | 25.08 | 25.08 | 25.08 | 125.4 | 41.4 | 41.4 | 41.4 | 41.4 | 41.4 | 207 | 798 |  | 0
0 | ZAMBÉZIA | SP | NAMACURRA | Sede | Refrigerator | PQS_refr | Vestfrost | VLS 404A AC |  | Electricity | 2021 | Functioning well |  |  |  |  | CCE not to replace |  | CCEOP1 | 2023-01-31 | Sousa Ribe | PQS E003/112 | ILR | 145 | 0 | 0 | 25.08 | 41.4 | 2 |  | 2036 | 0 | 0 | 0 | 0 | 0 | 0 |  |  |  | 0 | 0 | 0 | 0 | 0 | 0 | 25.08 | 25.08 | 25.08 | 25.08 | 25.08 | 125.4 | 41.4 | 41.4 | 41.4 | 41.4 | 41.4 | 207 | 799 |  | 0
0 | ZAMBÉZIA | LD | NAMARROI | Depósito D. NAMARROI | Freezer | PQS_freezer | Vestfrost | MF 314 |  | Electricity | 2021 | Functioning well |  |  |  |  | CCE not to replace |  | CCEOP1 | 2023-01-31 | Sousa Ribe | PQS E003/023 | VWPF | 0 | 281 | 0 | 13.752 | 253.8 | 2 |  | 2036 | 0 | 0 | 0 | 0 | 0 | 0 |  |  |  | 0 | 0 | 0 | 0 | 0 | 0 | 13.752 | 13.752 | 13.752 | 13.752 | 13.752 | 68.76 | 253.8 | 253.8 | 253.8 | 253.8 | 253.8 | 1269 | 800 |  | 0
0 | ZAMBÉZIA | LD | NAMARROI | Depósito D. NAMARROI | Freezer | PQS_freezer | Vestfrost | MF 314 |  | Electricity | 2021 | Functioning well |  |  |  |  | CCE not to replace |  | CCEOP1 | 2023-01-31 | Sousa Ribe | PQS E003/023 | VWPF | 0 | 281 | 0 | 13.752 | 253.8 | 2 |  | 2036 | 0 | 0 | 0 | 0 | 0 | 0 |  |  |  | 0 | 0 | 0 | 0 | 0 | 0 | 13.752 | 13.752 | 13.752 | 13.752 | 13.752 | 68.76 | 253.8 | 253.8 | 253.8 | 253.8 | 253.8 | 1269 | 801 |  | 0
0 | ZAMBÉZIA | LD | NAMARROI | Depósito D. NAMARROI | Freezer | PQS_freezer | Vestfrost | MF 314 |  | Electricity | 2021 | Functioning well |  |  |  |  | CCE not to replace |  | CCEOP1 | 2023-01-31 | Sousa Ribe | PQS E003/023 | VWPF | 0 | 281 | 0 | 13.752 | 253.8 | 2 |  | 2036 | 0 | 0 | 0 | 0 | 0 | 0 |  |  |  | 0 | 0 | 0 | 0 | 0 | 0 | 13.752 | 13.752 | 13.752 | 13.752 | 13.752 | 68.76 | 253.8 | 253.8 | 253.8 | 253.8 | 253.8 | 1269 | 802 |  | 0
0 | ZAMBÉZIA | SP | NAMARROI | Mudine | Refrigerator | PQS_refr | B Medical Systems Sarl (Dometic) | TCW 80 AC |  | Electricity | 2019 | Functioning well |  |  |  |  | CCE not to replace |  |  | 2023-01-31 | Sousa Ribe | PQS E003/101 | ILR | 80.5 | 0 | 0 | 71.808 | 69.6 | 4 |  | 2034 | 0 | 0 | 0 | 0 | 0 | 0 |  |  |  | 0 | 0 | 0 | 0 | 0 | 0 | 71.808 | 71.808 | 71.808 | 71.808 | 71.808 | 359.04 | 69.6 | 69.6 | 69.6 | 69.6 | 69.6 | 348 | 803 |  | 0
0 | ZAMBÉZIA | SP | NAMARROI | Mudine | Refrigerator | PQS_refr | B Medical Systems Sarl (Dometic) | TCW 80 AC |  | Electricity | 2019 | Functioning well |  |  |  |  | CCE not to replace |  |  | 2023-01-31 | Sousa Ribe | PQS E003/101 | ILR | 80.5 | 0 | 0 | 71.808 | 69.6 | 4 |  | 2034 | 0 | 0 | 0 | 0 | 0 | 0 |  |  |  | 0 | 0 | 0 | 0 | 0 | 0 | 71.808 | 71.808 | 71.808 | 71.808 | 71.808 | 359.04 | 69.6 | 69.6 | 69.6 | 69.6 | 69.6 | 348 | 804 |  | 0
0 | ZAMBÉZIA | SP | NAMARROI | Mutepua | Refrigerator | PQS_refr | Vestfrost | VLS 404A AC |  | Electricity | 2021 | Functioning well |  |  |  |  | CCE not to replace |  | CCEOP1 | 2023-01-31 | Sousa Ribe | PQS E003/112 | ILR | 145 | 0 | 0 | 25.08 | 41.4 | 2 |  | 2036 | 0 | 0 | 0 | 0 | 0 | 0 |  |  |  | 0 | 0 | 0 | 0 | 0 | 0 | 25.08 | 25.08 | 25.08 | 25.08 | 25.08 | 125.4 | 41.4 | 41.4 | 41.4 | 41.4 | 41.4 | 207 | 805 |  | 0
0 | ZAMBÉZIA | SP | NAMARROI | Mutepua | Refrigerator | PQS_refr | B Medical Systems Sarl (Dometic) | TCW 80 AC |  | Electricity | 2019 | Functioning well |  |  |  |  | CCE not to replace |  |  | 2023-01-31 | Sousa Ribe | PQS E003/101 | ILR | 80.5 | 0 | 0 | 71.808 | 69.6 | 4 |  | 2034 | 0 | 0 | 0 | 0 | 0 | 0 |  |  |  | 0 | 0 | 0 | 0 | 0 | 0 | 71.808 | 71.808 | 71.808 | 71.808 | 71.808 | 359.04 | 69.6 | 69.6 | 69.6 | 69.6 | 69.6 | 348 | 806 |  | 0
0 | ZAMBÉZIA | LD | MAGANJA DA COSTA | Depósito D. MAGANJA DA COSTA | Freezer | PQS_freezer | Vestfrost | MF 314 |  | Electricity | 2021 | Functioning well |  |  |  |  | CCE not to replace |  | CCEOP1 | 2023-01-31 | Sousa Ribe | PQS E003/023 | VWPF | 0 | 281 | 0 | 13.752 | 253.8 | 2 |  | 2036 | 0 | 0 | 0 | 0 | 0 | 0 |  |  |  | 0 | 0 | 0 | 0 | 0 | 0 | 13.752 | 13.752 | 13.752 | 13.752 | 13.752 | 68.76 | 253.8 | 253.8 | 253.8 | 253.8 | 253.8 | 1269 | 807 |  | 0
0 | ZAMBÉZIA | LD | MAGANJA DA COSTA | Depósito D. MAGANJA DA COSTA | Freezer | PQS_freezer | Vestfrost | MF 314 |  | Electricity | 2021 | Functioning well |  |  |  |  | CCE not to replace |  | CCEOP1 | 2023-01-31 | Sousa Ribe | PQS E003/023 | VWPF | 0 | 281 | 0 | 13.752 | 253.8 | 2 |  | 2036 | 0 | 0 | 0 | 0 | 0 | 0 |  |  |  | 0 | 0 | 0 | 0 | 0 | 0 | 13.752 | 13.752 | 13.752 | 13.752 | 13.752 | 68.76 | 253.8 | 253.8 | 253.8 | 253.8 | 253.8 | 1269 | 808 |  | 0
0 | ZAMBÉZIA | LD | MAGANJA DA COSTA | Depósito D. MAGANJA DA COSTA | Freezer | PQS_freezer | Vestfrost | MF 314 |  | Electricity | 2021 | Functioning well |  |  |  |  | CCE not to replace |  | CCEOP1 | 2023-01-31 | Sousa Ribe | PQS E003/023 | VWPF | 0 | 281 | 0 | 13.752 | 253.8 | 2 |  | 2036 | 0 | 0 | 0 | 0 | 0 | 0 |  |  |  | 0 | 0 | 0 | 0 | 0 | 0 | 13.752 | 13.752 | 13.752 | 13.752 | 13.752 | 68.76 | 253.8 | 253.8 | 253.8 | 253.8 | 253.8 | 1269 | 809 |  | 0
0 | ZAMBÉZIA | LD | MAGANJA DA COSTA | Depósito D. MAGANJA DA COSTA | Freezer | PQS_freezer | Vestfrost | MF 314 |  | Electricity | 2021 | Functioning well |  |  |  |  | CCE not to replace |  | CCEOP1 | 2023-01-31 | Sousa Ribe | PQS E003/023 | VWPF | 0 | 281 | 0 | 13.752 | 253.8 | 2 |  | 2036 | 0 | 0 | 0 | 0 | 0 | 0 |  |  |  | 0 | 0 | 0 | 0 | 0 | 0 | 13.752 | 13.752 | 13.752 | 13.752 | 13.752 | 68.76 | 253.8 | 253.8 | 253.8 | 253.8 | 253.8 | 1269 | 810 |  | 0
0 | ZAMBÉZIA | SP | MAGANJA DA COSTA | Centro de Saude de Cabuir | Refrigerator | PQS_refr | B Medical Systems Sarl (Dometic) | TCW 80 AC |  | Electricity | 2019 | Functioning well |  |  |  |  | CCE not to replace |  |  | 2023-01-31 | Sousa Ribe | PQS E003/101 | ILR | 80.5 | 0 | 0 | 71.808 | 69.6 | 4 |  | 2034 | 0 | 0 | 0 | 0 | 0 | 0 |  |  |  | 0 | 0 | 0 | 0 | 0 | 0 | 71.808 | 71.808 | 71.808 | 71.808 | 71.808 | 359.04 | 69.6 | 69.6 | 69.6 | 69.6 | 69.6 | 348 | 811 |  | 0
0 | ZAMBÉZIA | SP | MAGANJA DA COSTA | Mabala | Refrigerator | PQS_refr | B Medical Systems Sarl (Dometic) | TCW 80 AC |  | Electricity | 2019 | Functioning well |  |  |  |  | CCE not to replace |  |  | 2023-01-31 | Sousa Ribe | PQS E003/101 | ILR | 80.5 | 0 | 0 | 71.808 | 69.6 | 4 |  | 2034 | 0 | 0 | 0 | 0 | 0 | 0 |  |  |  | 0 | 0 | 0 | 0 | 0 | 0 | 71.808 | 71.808 | 71.808 | 71.808 | 71.808 | 359.04 | 69.6 | 69.6 | 69.6 | 69.6 | 69.6 | 348 | 812 |  | 0
0 | ZAMBÉZIA | SP | MAGANJA DA COSTA | Mapira | Refrigerator | PQS_refr | B Medical Systems Sarl (Dometic) | TCW 80 AC |  | Electricity | 2019 | Functioning well |  |  |  |  | CCE not to replace |  |  | 2023-01-31 | Sousa Ribe | PQS E003/101 | ILR | 80.5 | 0 | 0 | 71.808 | 69.6 | 4 |  | 2034 | 0 | 0 | 0 | 0 | 0 | 0 |  |  |  | 0 | 0 | 0 | 0 | 0 | 0 | 71.808 | 71.808 | 71.808 | 71.808 | 71.808 | 359.04 | 69.6 | 69.6 | 69.6 | 69.6 | 69.6 | 348 | 813 |  | 0
0 | ZAMBÉZIA | SP | MAGANJA DA COSTA | Moneia | Refrigerator | PQS_refr | Vestfrost | VLS 054 SDD Greenline |  | Solar | 2019 | Functioning well |  |  |  |  | CCE not to replace |  |  | 2023-01-31 | Sousa Ribe | PQS E003/041 | SDR | 55.5 | 0 | 0 | 57.48 | 52 | 4 |  | 2034 | 0 | 0 | 0 | 0 | 0 | 0 |  |  |  | 0 | 0 | 0 | 0 | 0 | 0 | 57.48 | 57.48 | 57.48 | 57.48 | 57.48 | 287.4 | 52 | 52 | 52 | 52 | 52 | 260 | 814 |  | 0
0 | ZAMBÉZIA | SP | MAGANJA DA COSTA | Muoloa | Refrigerator | PQS_refr | B Medical Systems Sarl (Dometic) | TCW 80 AC |  | Electricity | 2019 | Functioning well |  |  |  |  | CCE not to replace |  |  | 2023-01-31 | Sousa Ribe | PQS E003/101 | ILR | 80.5 | 0 | 0 | 71.808 | 69.6 | 4 |  | 2034 | 0 | 0 | 0 | 0 | 0 | 0 |  |  |  | 0 | 0 | 0 | 0 | 0 | 0 | 71.808 | 71.808 | 71.808 | 71.808 | 71.808 | 359.04 | 69.6 | 69.6 | 69.6 | 69.6 | 69.6 | 348 | 815 |  | 0
0 | ZAMBÉZIA | SP | MAGANJA DA COSTA | Muzo | Refrigerator | PQS_refr | Vestfrost | VLS 054 SDD Greenline |  | Solar | 2019 | Functioning well |  |  |  |  | CCE not to replace |  |  | 2023-01-31 | Sousa Ribe | PQS E003/041 | SDR | 55.5 | 0 | 0 | 57.48 | 52 | 4 |  | 2034 | 0 | 0 | 0 | 0 | 0 | 0 |  |  |  | 0 | 0 | 0 | 0 | 0 | 0 | 57.48 | 57.48 | 57.48 | 57.48 | 57.48 | 287.4 | 52 | 52 | 52 | 52 | 52 | 260 | 816 |  | 0
0 | ZAMBÉZIA | SP | MAGANJA DA COSTA | Nante | Refrigerator | PQS_refr | B Medical Systems Sarl (Dometic) | TCW 80 AC |  | Electricity | 2019 | Functioning well |  |  |  |  | CCE not to replace |  |  | 2023-01-31 | Sousa Ribe | PQS E003/101 | ILR | 80.5 | 0 | 0 | 71.808 | 69.6 | 4 |  | 2034 | 0 | 0 | 0 | 0 | 0 | 0 |  |  |  | 0 | 0 | 0 | 0 | 0 | 0 | 71.808 | 71.808 | 71.808 | 71.808 | 71.808 | 359.04 | 69.6 | 69.6 | 69.6 | 69.6 | 69.6 | 348 | 817 |  | 0
0 | ZAMBÉZIA | SP | MAGANJA DA COSTA | Posto de Saude de Mugaua | Refrigerator | PQS_refr | B Medical Systems Sarl (Dometic) | TCW 80 AC |  | Electricity | 2019 | Functioning well |  |  |  |  | CCE not to replace |  |  | 2023-01-31 | Sousa Ribe | PQS E003/101 | ILR | 80.5 | 0 | 0 | 71.808 | 69.6 | 4 |  | 2034 | 0 | 0 | 0 | 0 | 0 | 0 |  |  |  | 0 | 0 | 0 | 0 | 0 | 0 | 71.808 | 71.808 | 71.808 | 71.808 | 71.808 | 359.04 | 69.6 | 69.6 | 69.6 | 69.6 | 69.6 | 348 | 818 |  | 0
0 | ZAMBÉZIA | SP | MAGANJA DA COSTA | Sede | Refrigerator | PQS_refr | Vestfrost | VLS 054 SDD Greenline |  | Solar | 2019 | Functioning well |  |  |  |  | CCE not to replace |  |  | 2023-01-31 | Sousa Ribe | PQS E003/041 | SDR | 55.5 | 0 | 0 | 57.48 | 52 | 4 |  | 2034 | 0 | 0 | 0 | 0 | 0 | 0 |  |  |  | 0 | 0 | 0 | 0 | 0 | 0 | 57.48 | 57.48 | 57.48 | 57.48 | 57.48 | 287.4 | 52 | 52 | 52 | 52 | 52 | 260 | 819 |  | 0
0 | ZAMBÉZIA | SP | MAGANJA DA COSTA | Vila Valdez | Refrigerator | PQS_refr | B Medical Systems Sarl (Dometic) | TCW 80 AC |  | Electricity | 2019 | Functioning well |  |  |  |  | CCE not to replace |  |  | 2023-01-31 | Sousa Ribe | PQS E003/101 | ILR | 80.5 | 0 | 0 | 71.808 | 69.6 | 4 |  | 2034 | 0 | 0 | 0 | 0 | 0 | 0 |  |  |  | 0 | 0 | 0 | 0 | 0 | 0 | 71.808 | 71.808 | 71.808 | 71.808 | 71.808 | 359.04 | 69.6 | 69.6 | 69.6 | 69.6 | 69.6 | 348 | 820 |  | 0
0 | ZAMBÉZIA | LD | MOCUBELA | Depósito D. MOCUBELA | Refrigerator | PQS_refr | B Medical Systems Sarl (Dometic) | TCW 80 AC |  | Electricity | 2019 | Functioning well |  |  |  |  | CCE not to replace |  |  | 2023-01-31 | Sousa Ribe | PQS E003/101 | ILR | 80.5 | 0 | 0 | 71.808 | 69.6 | 4 |  | 2034 | 0 | 0 | 0 | 0 | 0 | 0 |  |  |  | 0 | 0 | 0 | 0 | 0 | 0 | 71.808 | 71.808 | 71.808 | 71.808 | 71.808 | 359.04 | 69.6 | 69.6 | 69.6 | 69.6 | 69.6 | 348 | 821 |  | 0
0 | ZAMBÉZIA | LD | MOCUBELA | Depósito D. MOCUBELA | Refrigerator | PQS_refr | Vestfrost | VLS 054 SDD Greenline |  | Solar | 2019 | Functioning well |  |  |  |  | CCE not to replace |  |  | 2023-01-31 | Sousa Ribe | PQS E003/041 | SDR | 55.5 | 0 | 0 | 57.48 | 52 | 4 |  | 2034 | 0 | 0 | 0 | 0 | 0 | 0 |  |  |  | 0 | 0 | 0 | 0 | 0 | 0 | 57.48 | 57.48 | 57.48 | 57.48 | 57.48 | 287.4 | 52 | 52 | 52 | 52 | 52 | 260 | 822 |  | 0
0 | ZAMBÉZIA | LD | MOCUBELA | Depósito D. MOCUBELA | Refrigerator | PQS_refr | B Medical Systems Sarl (Dometic) | TCW 80 AC |  | Electricity | 2019 | Functioning well |  |  |  |  | CCE not to replace |  |  | 2023-01-31 | Sousa Ribe | PQS E003/101 | ILR | 80.5 | 0 | 0 | 71.808 | 69.6 | 4 |  | 2034 | 0 | 0 | 0 | 0 | 0 | 0 |  |  |  | 0 | 0 | 0 | 0 | 0 | 0 | 71.808 | 71.808 | 71.808 | 71.808 | 71.808 | 359.04 | 69.6 | 69.6 | 69.6 | 69.6 | 69.6 | 348 | 823 |  | 0
0 | ZAMBÉZIA | LD | MOCUBELA | Depósito D. MOCUBELA | Refrigerator | PQS_refr | B Medical Systems Sarl (Dometic) | TCW 80 AC |  | Electricity | 2019 | Functioning well |  |  |  |  | CCE not to replace |  |  | 2023-01-31 | Sousa Ribe | PQS E003/101 | ILR | 80.5 | 0 | 0 | 71.808 | 69.6 | 4 |  | 2034 | 0 | 0 | 0 | 0 | 0 | 0 |  |  |  | 0 | 0 | 0 | 0 | 0 | 0 | 71.808 | 71.808 | 71.808 | 71.808 | 71.808 | 359.04 | 69.6 | 69.6 | 69.6 | 69.6 | 69.6 | 348 | 824 |  | 0
0 | ZAMBÉZIA | SP | MOCUBELA | Ilha de Idugo | Refrigerator | PQS_refr | B Medical Systems Sarl (Dometic) | TCW 80 AC |  | Electricity | 2019 | Functioning well |  |  |  |  | CCE not to replace |  |  | 2023-01-31 | Sousa Ribe | PQS E003/101 | ILR | 80.5 | 0 | 0 | 71.808 | 69.6 | 4 |  | 2034 | 0 | 0 | 0 | 0 | 0 | 0 |  |  |  | 0 | 0 | 0 | 0 | 0 | 0 | 71.808 | 71.808 | 71.808 | 71.808 | 71.808 | 359.04 | 69.6 | 69.6 | 69.6 | 69.6 | 69.6 | 348 | 825 |  | 0
0 | ZAMBÉZIA | SP | MOCUBELA | Ilha de Idugo | Refrigerator | PQS_refr | Vestfrost | VLS 054 SDD Greenline |  | Solar | 2019 | Functioning well |  |  |  |  | CCE not to replace |  |  | 2023-01-31 | Sousa Ribe | PQS E003/041 | SDR | 55.5 | 0 | 0 | 57.48 | 52 | 4 |  | 2034 | 0 | 0 | 0 | 0 | 0 | 0 |  |  |  | 0 | 0 | 0 | 0 | 0 | 0 | 57.48 | 57.48 | 57.48 | 57.48 | 57.48 | 287.4 | 52 | 52 | 52 | 52 | 52 | 260 | 826 |  | 0
0 | ZAMBÉZIA | SP | MOCUBELA | Maneia | Refrigerator | PQS_refr | B Medical Systems Sarl (Dometic) | TCW 80 AC |  | Electricity | 2019 | Functioning well |  |  |  |  | CCE not to replace |  |  | 2023-01-31 | Sousa Ribe | PQS E003/101 | ILR | 80.5 | 0 | 0 | 71.808 | 69.6 | 4 |  | 2034 | 0 | 0 | 0 | 0 | 0 | 0 |  |  |  | 0 | 0 | 0 | 0 | 0 | 0 | 71.808 | 71.808 | 71.808 | 71.808 | 71.808 | 359.04 | 69.6 | 69.6 | 69.6 | 69.6 | 69.6 | 348 | 827 |  | 0
0 | ZAMBÉZIA | SP | MOCUBELA | Maneia | Refrigerator | PQS_refr | Vestfrost | VLS 054 SDD Greenline |  | Solar | 2021 | Functioning well |  |  |  |  | CCE not to replace |  | CCEOP1 | 2023-01-31 | Sousa Ribe | PQS E003/041 | SDR | 55.5 | 0 | 0 | 57.48 | 52 | 2 |  | 2036 | 0 | 0 | 0 | 0 | 0 | 0 |  |  |  | 0 | 0 | 0 | 0 | 0 | 0 | 57.48 | 57.48 | 57.48 | 57.48 | 57.48 | 287.4 | 52 | 52 | 52 | 52 | 52 | 260 | 828 |  | 0
0 | ZAMBÉZIA | SP | MOCUBELA | Missal | Refrigerator | PQS_refr | Vestfrost | VLS 054 SDD Greenline |  | Solar | 2021 | Functioning well |  |  |  |  | CCE not to replace |  | CCEOP1 | 2023-01-31 | Sousa Ribe | PQS E003/041 | SDR | 55.5 | 0 | 0 | 57.48 | 52 | 2 |  | 2036 | 0 | 0 | 0 | 0 | 0 | 0 |  |  |  | 0 | 0 | 0 | 0 | 0 | 0 | 57.48 | 57.48 | 57.48 | 57.48 | 57.48 | 287.4 | 52 | 52 | 52 | 52 | 52 | 260 | 829 |  | 0
0 | ZAMBÉZIA | SP | MOCUBELA | Mocubela | Refrigerator | PQS_refr | Vestfrost | VLS 054 SDD Greenline |  | Solar | 2021 | Functioning well |  |  |  |  | CCE not to replace |  | CCEOP1 | 2023-01-31 | Sousa Ribe | PQS E003/041 | SDR | 55.5 | 0 | 0 | 57.48 | 52 | 2 |  | 2036 | 0 | 0 | 0 | 0 | 0 | 0 |  |  |  | 0 | 0 | 0 | 0 | 0 | 0 | 57.48 | 57.48 | 57.48 | 57.48 | 57.48 | 287.4 | 52 | 52 | 52 | 52 | 52 | 260 | 830 |  | 0
0 | ZAMBÉZIA | SP | MOCUBELA | Naico | Refrigerator | PQS_refr | Vestfrost | VLS 054 SDD Greenline |  | Solar | 2021 | Functioning well |  |  |  |  | CCE not to replace |  | CCEOP1 | 2023-01-31 | Sousa Ribe | PQS E003/041 | SDR | 55.5 | 0 | 0 | 57.48 | 52 | 2 |  | 2036 | 0 | 0 | 0 | 0 | 0 | 0 |  |  |  | 0 | 0 | 0 | 0 | 0 | 0 | 57.48 | 57.48 | 57.48 | 57.48 | 57.48 | 287.4 | 52 | 52 | 52 | 52 | 52 | 260 | 831 |  | 0
0 | ZAMBÉZIA | SP | MOCUBELA | Tapata | Refrigerator | PQS_refr | Vestfrost | VLS 054 SDD Greenline |  | Solar | 2021 | Functioning well |  |  |  |  | CCE not to replace |  | CCEOP1 | 2023-01-31 | Sousa Ribe | PQS E003/041 | SDR | 55.5 | 0 | 0 | 57.48 | 52 | 2 |  | 2036 | 0 | 0 | 0 | 0 | 0 | 0 |  |  |  | 0 | 0 | 0 | 0 | 0 | 0 | 57.48 | 57.48 | 57.48 | 57.48 | 57.48 | 287.4 | 52 | 52 | 52 | 52 | 52 | 260 | 832 |  | 0
0 | ZAMBÉZIA | LD | PEBANE | Depósito D. PEBANE | Freezer | PQS_freezer | Vestfrost | MF 314 |  | Electricity | 2020 | Functioning well |  |  |  |  | CCE not to replace |  | CCEOP1 | 2023-01-31 | Sousa Ribe | PQS E003/023 | VWPF | 0 | 281 | 0 | 13.752 | 253.8 | 3 |  | 2035 | 0 | 0 | 0 | 0 | 0 | 0 |  |  |  | 0 | 0 | 0 | 0 | 0 | 0 | 13.752 | 13.752 | 13.752 | 13.752 | 13.752 | 68.76 | 253.8 | 253.8 | 253.8 | 253.8 | 253.8 | 1269 | 833 |  | 0
0 | ZAMBÉZIA | LD | PEBANE | Depósito D. PEBANE | Refrigerator | PQS_refr | Vestfrost | VLS 026 RF Green Line |  | Solar | 2021 | Functioning well |  |  |  |  | CCE not to replace |  | CCEOP1 | 2023-01-31 | Sousa Ribe | PQS E003/091 | SDRF | 20 | 34.3 | 0 | 109.2 | 52 | 2 |  | 2036 | 0 | 0 | 0 | 0 | 0 | 0 |  |  |  | 0 | 0 | 0 | 0 | 0 | 0 | 109.2 | 109.2 | 109.2 | 109.2 | 109.2 | 546 | 52 | 52 | 52 | 52 | 52 | 260 | 834 |  | 0
0 | ZAMBÉZIA | LD | PEBANE | Depósito D. PEBANE | Refrigerator | PQS_refr | Vestfrost | VLS 026 RF Green Line |  | Solar | 2021 | Functioning well |  |  |  |  | CCE not to replace |  | CCEOP1 | 2023-01-31 | Sousa Ribe | PQS E003/091 | SDRF | 20 | 34.3 | 0 | 109.2 | 52 | 2 |  | 2036 | 0 | 0 | 0 | 0 | 0 | 0 |  |  |  | 0 | 0 | 0 | 0 | 0 | 0 | 109.2 | 109.2 | 109.2 | 109.2 | 109.2 | 546 | 52 | 52 | 52 | 52 | 52 | 260 | 835 |  | 0
0 | ZAMBÉZIA | SP | PEBANE | 7 de Abril | Refrigerator | PQS_refr | Vestfrost | VLS 026 RF Green Line |  | Solar | 2021 | Functioning well |  |  |  |  | CCE not to replace |  | CCEOP1 | 2023-01-31 | Sousa Ribe | PQS E003/091 | SDRF | 20 | 34.3 | 0 | 109.2 | 52 | 2 |  | 2036 | 0 | 0 | 0 | 0 | 0 | 0 |  |  |  | 0 | 0 | 0 | 0 | 0 | 0 | 109.2 | 109.2 | 109.2 | 109.2 | 109.2 | 546 | 52 | 52 | 52 | 52 | 52 | 260 | 836 |  | 0
0 | ZAMBÉZIA | SP | PEBANE | Alto Maganha | Refrigerator | PQS_refr | Vestfrost | VLS 026 RF Green Line |  | Solar | 2021 | Functioning well |  |  |  |  | CCE not to replace |  | CCEOP1 | 2023-01-31 | Sousa Ribe | PQS E003/091 | SDRF | 20 | 34.3 | 0 | 109.2 | 52 | 2 |  | 2036 | 0 | 0 | 0 | 0 | 0 | 0 |  |  |  | 0 | 0 | 0 | 0 | 0 | 0 | 109.2 | 109.2 | 109.2 | 109.2 | 109.2 | 546 | 52 | 52 | 52 | 52 | 52 | 260 | 837 |  | 0
0 | ZAMBÉZIA | SP | PEBANE | Impaca | Refrigerator | PQS_refr | Vestfrost | VLS 026 RF Green Line |  | Solar | 2021 | Functioning well |  |  |  |  | CCE not to replace |  | CCEOP1 | 2023-01-31 | Sousa Ribe | PQS E003/091 | SDRF | 20 | 34.3 | 0 | 109.2 | 52 | 2 |  | 2036 | 0 | 0 | 0 | 0 | 0 | 0 |  |  |  | 0 | 0 | 0 | 0 | 0 | 0 | 109.2 | 109.2 | 109.2 | 109.2 | 109.2 | 546 | 52 | 52 | 52 | 52 | 52 | 260 | 838 |  | 0
0 | ZAMBÉZIA | SP | PEBANE | Magiga | Refrigerator | PQS_refr | Vestfrost | VLS 026 RF Green Line |  | Solar | 2021 | Functioning well |  |  |  |  | CCE not to replace |  | CCEOP1 | 2023-01-31 | Sousa Ribe | PQS E003/091 | SDRF | 20 | 34.3 | 0 | 109.2 | 52 | 2 |  | 2036 | 0 | 0 | 0 | 0 | 0 | 0 |  |  |  | 0 | 0 | 0 | 0 | 0 | 0 | 109.2 | 109.2 | 109.2 | 109.2 | 109.2 | 546 | 52 | 52 | 52 | 52 | 52 | 260 | 839 |  | 0
0 | ZAMBÉZIA | SP | PEBANE | Malema | Refrigerator | PQS_refr | Vestfrost | VLS 026 RF Green Line |  | Solar | 2021 | Functioning well |  |  |  |  | CCE not to replace |  | CCEOP1 | 2023-01-31 | Sousa Ribe | PQS E003/091 | SDRF | 20 | 34.3 | 0 | 109.2 | 52 | 2 |  | 2036 | 0 | 0 | 0 | 0 | 0 | 0 |  |  |  | 0 | 0 | 0 | 0 | 0 | 0 | 109.2 | 109.2 | 109.2 | 109.2 | 109.2 | 546 | 52 | 52 | 52 | 52 | 52 | 260 | 840 |  | 0
0 | ZAMBÉZIA | SP | PEBANE | Mihecue | Refrigerator | PQS_refr | Vestfrost | VLS 026 RF Green Line |  | Solar | 2021 | Functioning well |  |  |  |  | CCE not to replace |  | CCEOP1 | 2023-01-31 | Sousa Ribe | PQS E003/091 | SDRF | 20 | 34.3 | 0 | 109.2 | 52 | 2 |  | 2036 | 0 | 0 | 0 | 0 | 0 | 0 |  |  |  | 0 | 0 | 0 | 0 | 0 | 0 | 109.2 | 109.2 | 109.2 | 109.2 | 109.2 | 546 | 52 | 52 | 52 | 52 | 52 | 260 | 841 |  | 0
0 | ZAMBÉZIA | SP | PEBANE | Mulela | Refrigerator | PQS_refr | Vestfrost | VLS 026 RF Green Line |  | Solar | 2021 | Functioning well |  |  |  |  | CCE not to replace |  | CCEOP1 | 2023-01-31 | Sousa Ribe | PQS E003/091 | SDRF | 20 | 34.3 | 0 | 109.2 | 52 | 2 |  | 2036 | 0 | 0 | 0 | 0 | 0 | 0 |  |  |  | 0 | 0 | 0 | 0 | 0 | 0 | 109.2 | 109.2 | 109.2 | 109.2 | 109.2 | 546 | 52 | 52 | 52 | 52 | 52 | 260 | 842 |  | 0
0 | ZAMBÉZIA | SP | PEBANE | Muligode | Refrigerator | PQS_refr | Vestfrost | VLS 054 SDD Greenline |  | Solar | 2020 | Functioning well |  |  |  |  | CCE not to replace |  | CCEOP1 | 2023-01-31 | Sousa Ribe | PQS E003/041 | SDR | 55.5 | 0 | 0 | 57.48 | 52 | 3 |  | 2035 | 0 | 0 | 0 | 0 | 0 | 0 |  |  |  | 0 | 0 | 0 | 0 | 0 | 0 | 57.48 | 57.48 | 57.48 | 57.48 | 57.48 | 287.4 | 52 | 52 | 52 | 52 | 52 | 260 | 843 |  | 0
0 | ZAMBÉZIA | SP | PEBANE | Naburi | Refrigerator | PQS_refr | B Medical Systems Sarl (Dometic) | TCW 80 AC |  | Electricity | 2020 | Functioning well |  |  |  |  | CCE not to replace |  | CCEOP1 | 2023-01-31 | Sousa Ribe | PQS E003/101 | ILR | 80.5 | 0 | 0 | 71.808 | 69.6 | 3 |  | 2035 | 0 | 0 | 0 | 0 | 0 | 0 |  |  |  | 0 | 0 | 0 | 0 | 0 | 0 | 71.808 | 71.808 | 71.808 | 71.808 | 71.808 | 359.04 | 69.6 | 69.6 | 69.6 | 69.6 | 69.6 | 348 | 844 |  | 0
0 | ZAMBÉZIA | SP | PEBANE | Pele Pele | Refrigerator | PQS_refr | Vestfrost | VLS 054 SDD Greenline |  | Solar | 2020 | Functioning well |  |  |  |  | CCE not to replace |  | CCEOP1 | 2023-01-31 | Sousa Ribe | PQS E003/041 | SDR | 55.5 | 0 | 0 | 57.48 | 52 | 3 |  | 2035 | 0 | 0 | 0 | 0 | 0 | 0 |  |  |  | 0 | 0 | 0 | 0 | 0 | 0 | 57.48 | 57.48 | 57.48 | 57.48 | 57.48 | 287.4 | 52 | 52 | 52 | 52 | 52 | 260 | 845 |  | 0
0 | ZAMBÉZIA | SP | PEBANE | Sede | Refrigerator | PQS_refr | Vestfrost | VLS 404A AC |  | Electricity | 2020 | Functioning well |  |  |  |  | CCE not to replace |  | CCEOP1 | 2023-01-31 | Sousa Ribe | PQS E003/112 | ILR | 145 | 0 | 0 | 25.08 | 41.4 | 3 |  | 2035 | 0 | 0 | 0 | 0 | 0 | 0 |  |  |  | 0 | 0 | 0 | 0 | 0 | 0 | 25.08 | 25.08 | 25.08 | 25.08 | 25.08 | 125.4 | 41.4 | 41.4 | 41.4 | 41.4 | 41.4 | 207 | 846 |  | 0
0 | ZAMBÉZIA | SP | PEBANE | Tomeia | Refrigerator | PQS_refr | Vestfrost | VLS 054 SDD Greenline |  | Solar | 2020 | Functioning well |  |  |  |  | CCE not to replace |  | CCEOP1 | 2023-01-31 | Sousa Ribe | PQS E003/041 | SDR | 55.5 | 0 | 0 | 57.48 | 52 | 3 |  | 2035 | 0 | 0 | 0 | 0 | 0 | 0 |  |  |  | 0 | 0 | 0 | 0 | 0 | 0 | 57.48 | 57.48 | 57.48 | 57.48 | 57.48 | 287.4 | 52 | 52 | 52 | 52 | 52 | 260 | 847 |  | 0
0 | ZAMBÉZIA | SP | PEBANE | Txalalane | Refrigerator | PQS_refr | Vestfrost | VLS 404A AC |  | Electricity | 2020 | Functioning well |  |  |  |  | CCE not to replace |  | CCEOP1 | 2023-01-31 | Sousa Ribe | PQS E003/112 | ILR | 145 | 0 | 0 | 25.08 | 41.4 | 3 |  | 2035 | 0 | 0 | 0 | 0 | 0 | 0 |  |  |  | 0 | 0 | 0 | 0 | 0 | 0 | 25.08 | 25.08 | 25.08 | 25.08 | 25.08 | 125.4 | 41.4 | 41.4 | 41.4 | 41.4 | 41.4 | 207 | 848 |  | 0
0 | ZAMBÉZIA | LD | GILÉ | Depósito D. GILE | Refrigerator | PQS_refr | Vestfrost | VLS 054 SDD Greenline |  | Solar | 2020 | Functioning well |  |  |  |  | CCE not to replace |  | CCEOP1 | 2023-01-31 | Sousa Ribe | PQS E003/041 | SDR | 55.5 | 0 | 0 | 57.48 | 52 | 3 |  | 2035 | 0 | 0 | 0 | 0 | 0 | 0 |  |  |  | 0 | 0 | 0 | 0 | 0 | 0 | 57.48 | 57.48 | 57.48 | 57.48 | 57.48 | 287.4 | 52 | 52 | 52 | 52 | 52 | 260 | 849 |  | 0
0 | ZAMBÉZIA | LD | GILÉ | Depósito D. GILE | Refrigerator | PQS_refr | B Medical Systems Sarl (Dometic) | TCW 80 AC |  | Electricity | 2020 | Functioning well |  |  |  |  | CCE not to replace |  | CCEOP1 | 2023-01-31 | Sousa Ribe | PQS E003/101 | ILR | 80.5 | 0 | 0 | 71.808 | 69.6 | 3 |  | 2035 | 0 | 0 | 0 | 0 | 0 | 0 |  |  |  | 0 | 0 | 0 | 0 | 0 | 0 | 71.808 | 71.808 | 71.808 | 71.808 | 71.808 | 359.04 | 69.6 | 69.6 | 69.6 | 69.6 | 69.6 | 348 | 850 |  | 0
0 | ZAMBÉZIA | LD | GILÉ | Depósito D. GILE | Refrigerator | PQS_refr | Vestfrost | VLS 404A AC |  | Electricity | 2020 | Functioning well |  |  |  |  | CCE not to replace |  | CCEOP1 | 2023-01-31 | Sousa Ribe | PQS E003/112 | ILR | 145 | 0 | 0 | 25.08 | 41.4 | 3 |  | 2035 | 0 | 0 | 0 | 0 | 0 | 0 |  |  |  | 0 | 0 | 0 | 0 | 0 | 0 | 25.08 | 25.08 | 25.08 | 25.08 | 25.08 | 125.4 | 41.4 | 41.4 | 41.4 | 41.4 | 41.4 | 207 | 851 |  | 0
0 | ZAMBÉZIA | LD | GILÉ | Depósito D. GILE | Refrigerator | PQS_refr | B Medical Systems Sarl (Dometic) | TCW 80 AC |  | Electricity | 2020 | Functioning well |  |  |  |  | CCE not to replace |  | CCEOP1 | 2023-01-31 | Sousa Ribe | PQS E003/101 | ILR | 80.5 | 0 | 0 | 71.808 | 69.6 | 3 |  | 2035 | 0 | 0 | 0 | 0 | 0 | 0 |  |  |  | 0 | 0 | 0 | 0 | 0 | 0 | 71.808 | 71.808 | 71.808 | 71.808 | 71.808 | 359.04 | 69.6 | 69.6 | 69.6 | 69.6 | 69.6 | 348 | 852 |  | 0
0 | ZAMBÉZIA | SP | GILÉ | Centro de Saude Mutequela | Refrigerator | PQS_refr | Vestfrost | VLS 026 RF Green Line |  | Solar | 2020 | Functioning well |  |  |  |  | CCE not to replace |  | CCEOP1 | 2023-01-31 | Sousa Ribe | PQS E003/091 | SDRF | 20 | 34.3 | 0 | 109.2 | 52 | 3 |  | 2035 | 0 | 0 | 0 | 0 | 0 | 0 |  |  |  | 0 | 0 | 0 | 0 | 0 | 0 | 109.2 | 109.2 | 109.2 | 109.2 | 109.2 | 546 | 52 | 52 | 52 | 52 | 52 | 260 | 853 |  | 0
0 | ZAMBÉZIA | SP | GILÉ | Gile Sede | Refrigerator | PQS_refr | Vestfrost | VLS 026 RF Green Line |  | Solar | 2020 | Functioning well |  |  |  |  | CCE not to replace |  | CCEOP1 | 2023-01-31 | Sousa Ribe | PQS E003/091 | SDRF | 20 | 34.3 | 0 | 109.2 | 52 | 3 |  | 2035 | 0 | 0 | 0 | 0 | 0 | 0 |  |  |  | 0 | 0 | 0 | 0 | 0 | 0 | 109.2 | 109.2 | 109.2 | 109.2 | 109.2 | 546 | 52 | 52 | 52 | 52 | 52 | 260 | 854 |  | 0
0 | ZAMBÉZIA | SP | GILÉ | Khayane | Refrigerator | PQS_refr | Vestfrost | VLS 026 RF Green Line |  | Solar | 2020 | Functioning well |  |  |  |  | CCE not to replace |  | CCEOP1 | 2023-01-31 | Sousa Ribe | PQS E003/091 | SDRF | 20 | 34.3 | 0 | 109.2 | 52 | 3 |  | 2035 | 0 | 0 | 0 | 0 | 0 | 0 |  |  |  | 0 | 0 | 0 | 0 | 0 | 0 | 109.2 | 109.2 | 109.2 | 109.2 | 109.2 | 546 | 52 | 52 | 52 | 52 | 52 | 260 | 855 |  | 0
0 | ZAMBÉZIA | SP | GILÉ | Mamala | Refrigerator | PQS_refr | Vestfrost | VLS 026 RF Green Line |  | Solar | 2020 | Functioning well |  |  |  |  | CCE not to replace |  | CCEOP1 | 2023-01-31 | Sousa Ribe | PQS E003/091 | SDRF | 20 | 34.3 | 0 | 109.2 | 52 | 3 |  | 2035 | 0 | 0 | 0 | 0 | 0 | 0 |  |  |  | 0 | 0 | 0 | 0 | 0 | 0 | 109.2 | 109.2 | 109.2 | 109.2 | 109.2 | 546 | 52 | 52 | 52 | 52 | 52 | 260 | 856 |  | 0
0 | ZAMBÉZIA | SP | GILÉ | Moneia | Refrigerator | PQS_refr | Vestfrost | VLS 026 RF Green Line |  | Solar | 2020 | Functioning well |  |  |  |  | CCE not to replace |  | CCEOP1 | 2023-01-31 | Sousa Ribe | PQS E003/091 | SDRF | 20 | 34.3 | 0 | 109.2 | 52 | 3 |  | 2035 | 0 | 0 | 0 | 0 | 0 | 0 |  |  |  | 0 | 0 | 0 | 0 | 0 | 0 | 109.2 | 109.2 | 109.2 | 109.2 | 109.2 | 546 | 52 | 52 | 52 | 52 | 52 | 260 | 857 |  | 0
0 | ZAMBÉZIA | SP | GILÉ | Muiane | Refrigerator | PQS_refr | Vestfrost | VLS 026 RF Green Line |  | Solar | 2020 | Functioning well |  |  |  |  | CCE not to replace |  | CCEOP1 | 2023-01-31 | Sousa Ribe | PQS E003/091 | SDRF | 20 | 34.3 | 0 | 109.2 | 52 | 3 |  | 2035 | 0 | 0 | 0 | 0 | 0 | 0 |  |  |  | 0 | 0 | 0 | 0 | 0 | 0 | 109.2 | 109.2 | 109.2 | 109.2 | 109.2 | 546 | 52 | 52 | 52 | 52 | 52 | 260 | 858 |  | 0
0 | ZAMBÉZIA | SP | GILÉ | Namuaca | Refrigerator | PQS_refr | Vestfrost | VLS 026 RF Green Line |  | Solar | 2020 | Functioning well |  |  |  |  | CCE not to replace |  | CCEOP1 | 2023-01-31 | Sousa Ribe | PQS E003/091 | SDRF | 20 | 34.3 | 0 | 109.2 | 52 | 3 |  | 2035 | 0 | 0 | 0 | 0 | 0 | 0 |  |  |  | 0 | 0 | 0 | 0 | 0 | 0 | 109.2 | 109.2 | 109.2 | 109.2 | 109.2 | 546 | 52 | 52 | 52 | 52 | 52 | 260 | 859 |  | 0
0 | ZAMBÉZIA | SP | GILÉ | Pury | Refrigerator | PQS_refr | Vestfrost | VLS 026 RF Green Line |  | Solar | 2020 | Functioning well |  |  |  |  | CCE not to replace |  | CCEOP1 | 2023-01-31 | Sousa Ribe | PQS E003/091 | SDRF | 20 | 34.3 | 0 | 109.2 | 52 | 3 |  | 2035 | 0 | 0 | 0 | 0 | 0 | 0 |  |  |  | 0 | 0 | 0 | 0 | 0 | 0 | 109.2 | 109.2 | 109.2 | 109.2 | 109.2 | 546 | 52 | 52 | 52 | 52 | 52 | 260 | 860 |  | 0
0 | ZAMBÉZIA | SP | GILÉ | Uapé | Refrigerator | PQS_refr | Vestfrost | VLS 026 RF Green Line |  | Solar | 2020 | Functioning well |  |  |  |  | CCE not to replace |  | CCEOP1 | 2023-01-31 | Sousa Ribe | PQS E003/091 | SDRF | 20 | 34.3 | 0 | 109.2 | 52 | 3 |  | 2035 | 0 | 0 | 0 | 0 | 0 | 0 |  |  |  | 0 | 0 | 0 | 0 | 0 | 0 | 109.2 | 109.2 | 109.2 | 109.2 | 109.2 | 546 | 52 | 52 | 52 | 52 | 52 | 260 | 861 |  | 0
0 | ZAMBÉZIA | LD | ALTO MOLÓCUE | Depósito D. ALTO MOLÓCUÈ | Refrigerator | PQS_refr | Vestfrost | VLS 026 RF Green Line |  | Solar | 2020 | Functioning well |  |  |  |  | CCE not to replace |  | CCEOP1 | 2023-01-31 | Sousa Ribe | PQS E003/091 | SDRF | 20 | 34.3 | 0 | 109.2 | 52 | 3 |  | 2035 | 0 | 0 | 0 | 0 | 0 | 0 |  |  |  | 0 | 0 | 0 | 0 | 0 | 0 | 109.2 | 109.2 | 109.2 | 109.2 | 109.2 | 546 | 52 | 52 | 52 | 52 | 52 | 260 | 862 |  | 0
0 | ZAMBÉZIA | LD | ALTO MOLÓCUE | Depósito D. ALTO MOLÓCUÈ | Refrigerator | PQS_refr | Vestfrost | VLS 054 SDD Greenline |  | Solar | 2020 | Functioning well |  |  |  |  | CCE not to replace |  | CCEOP1 | 2023-01-31 | Sousa Ribe | PQS E003/041 | SDR | 55.5 | 0 | 0 | 57.48 | 52 | 3 |  | 2035 | 0 | 0 | 0 | 0 | 0 | 0 |  |  |  | 0 | 0 | 0 | 0 | 0 | 0 | 57.48 | 57.48 | 57.48 | 57.48 | 57.48 | 287.4 | 52 | 52 | 52 | 52 | 52 | 260 | 863 |  | 0
0 | ZAMBÉZIA | LD | ALTO MOLÓCUE | Depósito D. ALTO MOLÓCUÈ | Refrigerator | PQS_refr | B Medical Systems Sarl (Dometic) | TCW 80 AC |  | Electricity | 2019 | Functioning well |  |  |  |  | CCE not to replace |  |  | 2023-01-31 | Sousa Ribe | PQS E003/101 | ILR | 80.5 | 0 | 0 | 71.808 | 69.6 | 4 |  | 2034 | 0 | 0 | 0 | 0 | 0 | 0 |  |  |  | 0 | 0 | 0 | 0 | 0 | 0 | 71.808 | 71.808 | 71.808 | 71.808 | 71.808 | 359.04 | 69.6 | 69.6 | 69.6 | 69.6 | 69.6 | 348 | 864 |  | 0
0 | ZAMBÉZIA | LD | ALTO MOLÓCUE | Depósito D. ALTO MOLÓCUÈ | Refrigerator | PQS_refr | B Medical Systems Sarl (Dometic) | TCW 80 AC |  | Electricity | 2020 | Functioning well |  |  |  |  | CCE not to replace |  | CCEOP1 | 2023-01-31 | Sousa Ribe | PQS E003/101 | ILR | 80.5 | 0 | 0 | 71.808 | 69.6 | 3 |  | 2035 | 0 | 0 | 0 | 0 | 0 | 0 |  |  |  | 0 | 0 | 0 | 0 | 0 | 0 | 71.808 | 71.808 | 71.808 | 71.808 | 71.808 | 359.04 | 69.6 | 69.6 | 69.6 | 69.6 | 69.6 | 348 | 865 |  | 0
0 | ZAMBÉZIA | SP | ALTO MOLÓCUE | Centro de Saude de Nimala | Refrigerator | PQS_refr | Vestfrost | VLS 054 SDD Greenline |  | Solar | 2020 | Functioning well |  |  |  |  | CCE not to replace |  | CCEOP1 | 2023-01-31 | Sousa Ribe | PQS E003/041 | SDR | 55.5 | 0 | 0 | 57.48 | 52 | 3 |  | 2035 | 0 | 0 | 0 | 0 | 0 | 0 |  |  |  | 0 | 0 | 0 | 0 | 0 | 0 | 57.48 | 57.48 | 57.48 | 57.48 | 57.48 | 287.4 | 52 | 52 | 52 | 52 | 52 | 260 | 866 |  | 0
0 | ZAMBÉZIA | SP | ALTO MOLÓCUE | Chapala | Refrigerator | PQS_refr | Vestfrost | VLS 404A AC |  | Electricity | 2020 | Functioning well |  |  |  |  | CCE not to replace |  | CCEOP1 | 2023-01-31 | Sousa Ribe | PQS E003/112 | ILR | 145 | 0 | 0 | 25.08 | 41.4 | 3 |  | 2035 | 0 | 0 | 0 | 0 | 0 | 0 |  |  |  | 0 | 0 | 0 | 0 | 0 | 0 | 25.08 | 25.08 | 25.08 | 25.08 | 25.08 | 125.4 | 41.4 | 41.4 | 41.4 | 41.4 | 41.4 | 207 | 867 |  | 0
0 | ZAMBÉZIA | SP | ALTO MOLÓCUE | Cololo | Refrigerator | PQS_refr | Vestfrost | VLS 026 RF Green Line |  | Solar | 2020 | Functioning well |  |  |  |  | CCE not to replace |  | CCEOP1 | 2023-01-31 | Sousa Ribe | PQS E003/091 | SDRF | 20 | 34.3 | 0 | 109.2 | 52 | 3 |  | 2035 | 0 | 0 | 0 | 0 | 0 | 0 |  |  |  | 0 | 0 | 0 | 0 | 0 | 0 | 109.2 | 109.2 | 109.2 | 109.2 | 109.2 | 546 | 52 | 52 | 52 | 52 | 52 | 260 | 868 |  | 0
0 | ZAMBÉZIA | SP | ALTO MOLÓCUE | Ecole | Refrigerator | PQS_refr | Vestfrost | VLS 026 RF Green Line |  | Solar | 2020 | Functioning well |  |  |  |  | CCE not to replace |  | CCEOP1 | 2023-01-31 | Sousa Ribe | PQS E003/091 | SDRF | 20 | 34.3 | 0 | 109.2 | 52 | 3 |  | 2035 | 0 | 0 | 0 | 0 | 0 | 0 |  |  |  | 0 | 0 | 0 | 0 | 0 | 0 | 109.2 | 109.2 | 109.2 | 109.2 | 109.2 | 546 | 52 | 52 | 52 | 52 | 52 | 260 | 869 |  | 0
0 | ZAMBÉZIA | SP | ALTO MOLÓCUE | Malua | Refrigerator | PQS_refr | Vestfrost | VLS 026 RF Green Line |  | Solar | 2020 | Functioning well |  |  |  |  | CCE not to replace |  | CCEOP1 | 2023-01-31 | Sousa Ribe | PQS E003/091 | SDRF | 20 | 34.3 | 0 | 109.2 | 52 | 3 |  | 2035 | 0 | 0 | 0 | 0 | 0 | 0 |  |  |  | 0 | 0 | 0 | 0 | 0 | 0 | 109.2 | 109.2 | 109.2 | 109.2 | 109.2 | 546 | 52 | 52 | 52 | 52 | 52 | 260 | 870 |  | 0
0 | ZAMBÉZIA | SP | ALTO MOLÓCUE | Mohiua | Refrigerator | PQS_refr | Vestfrost | VLS 026 RF Green Line |  | Solar | 2020 | Functioning well |  |  |  |  | CCE not to replace |  | CCEOP1 | 2023-01-31 | Sousa Ribe | PQS E003/091 | SDRF | 20 | 34.3 | 0 | 109.2 | 52 | 3 |  | 2035 | 0 | 0 | 0 | 0 | 0 | 0 |  |  |  | 0 | 0 | 0 | 0 | 0 | 0 | 109.2 | 109.2 | 109.2 | 109.2 | 109.2 | 546 | 52 | 52 | 52 | 52 | 52 | 260 | 871 |  | 0
0 | ZAMBÉZIA | SP | ALTO MOLÓCUE | Mugema | Refrigerator | PQS_refr | Vestfrost | VLS 026 RF Green Line |  | Solar | 2020 | Functioning well |  |  |  |  | CCE not to replace |  | CCEOP1 | 2023-01-31 | Sousa Ribe | PQS E003/091 | SDRF | 20 | 34.3 | 0 | 109.2 | 52 | 3 |  | 2035 | 0 | 0 | 0 | 0 | 0 | 0 |  |  |  | 0 | 0 | 0 | 0 | 0 | 0 | 109.2 | 109.2 | 109.2 | 109.2 | 109.2 | 546 | 52 | 52 | 52 | 52 | 52 | 260 | 872 |  | 0
0 | ZAMBÉZIA | SP | ALTO MOLÓCUE | Mutala | Refrigerator | PQS_refr | Vestfrost | VLS 026 RF Green Line |  | Solar | 2020 | Functioning well |  |  |  |  | CCE not to replace |  | CCEOP1 | 2023-01-31 | Sousa Ribe | PQS E003/091 | SDRF | 20 | 34.3 | 0 | 109.2 | 52 | 3 |  | 2035 | 0 | 0 | 0 | 0 | 0 | 0 |  |  |  | 0 | 0 | 0 | 0 | 0 | 0 | 109.2 | 109.2 | 109.2 | 109.2 | 109.2 | 546 | 52 | 52 | 52 | 52 | 52 | 260 | 873 |  | 0
0 | ZAMBÉZIA | SP | ALTO MOLÓCUE | Nacuaca | Refrigerator | PQS_refr | Vestfrost | VLS 026 RF Green Line |  | Solar | 2020 | Functioning well |  |  |  |  | CCE not to replace |  | CCEOP1 | 2023-01-31 | Sousa Ribe | PQS E003/091 | SDRF | 20 | 34.3 | 0 | 109.2 | 52 | 3 |  | 2035 | 0 | 0 | 0 | 0 | 0 | 0 |  |  |  | 0 | 0 | 0 | 0 | 0 | 0 | 109.2 | 109.2 | 109.2 | 109.2 | 109.2 | 546 | 52 | 52 | 52 | 52 | 52 | 260 | 874 |  | 0
0 | ZAMBÉZIA | SP | ALTO MOLÓCUE | Nauela | Refrigerator | PQS_refr | Vestfrost | VLS 026 RF Green Line |  | Solar | 2020 | Functioning well |  |  |  |  | CCE not to replace |  | CCEOP1 | 2023-01-31 | Sousa Ribe | PQS E003/091 | SDRF | 20 | 34.3 | 0 | 109.2 | 52 | 3 |  | 2035 | 0 | 0 | 0 | 0 | 0 | 0 |  |  |  | 0 | 0 | 0 | 0 | 0 | 0 | 109.2 | 109.2 | 109.2 | 109.2 | 109.2 | 546 | 52 | 52 | 52 | 52 | 52 | 260 | 875 |  | 0
0 | ZAMBÉZIA | SP | ALTO MOLÓCUE | Nivava | Refrigerator | PQS_refr | Vestfrost | VLS 026 RF Green Line |  | Solar | 2020 | Functioning well |  |  |  |  | CCE not to replace |  | CCEOP1 | 2023-01-31 | Sousa Ribe | PQS E003/091 | SDRF | 20 | 34.3 | 0 | 109.2 | 52 | 3 |  | 2035 | 0 | 0 | 0 | 0 | 0 | 0 |  |  |  | 0 | 0 | 0 | 0 | 0 | 0 | 109.2 | 109.2 | 109.2 | 109.2 | 109.2 | 546 | 52 | 52 | 52 | 52 | 52 | 260 | 876 |  | 0
0 | ZAMBÉZIA | SP | ALTO MOLÓCUE | Novanana | Refrigerator | PQS_refr | Vestfrost | VLS 026 RF Green Line |  | Solar | 2020 | Functioning well |  |  |  |  | CCE not to replace |  | CCEOP1 | 2023-01-31 | Sousa Ribe | PQS E003/091 | SDRF | 20 | 34.3 | 0 | 109.2 | 52 | 3 |  | 2035 | 0 | 0 | 0 | 0 | 0 | 0 |  |  |  | 0 | 0 | 0 | 0 | 0 | 0 | 109.2 | 109.2 | 109.2 | 109.2 | 109.2 | 546 | 52 | 52 | 52 | 52 | 52 | 260 | 877 |  | 0
0 | ZAMBÉZIA | SP | ALTO MOLÓCUE | Sede distrital | Refrigerator | PQS_refr | Vestfrost | VLS 026 RF Green Line |  | Solar | 2020 | Functioning well |  |  |  |  | CCE not to replace |  | CCEOP1 | 2023-01-31 | Sousa Ribe | PQS E003/091 | SDRF | 20 | 34.3 | 0 | 109.2 | 52 | 3 |  | 2035 | 0 | 0 | 0 | 0 | 0 | 0 |  |  |  | 0 | 0 | 0 | 0 | 0 | 0 | 109.2 | 109.2 | 109.2 | 109.2 | 109.2 | 546 | 52 | 52 | 52 | 52 | 52 | 260 | 878 |  | 0
0 | ZAMBÉZIA | SP | ALTO MOLÓCUE | Sede distrital | Refrigerator | PQS_refr | Vestfrost | VLS 026 RF Green Line |  | Solar | 2020 | Functioning well |  |  |  |  | CCE not to replace |  | CCEOP1 | 2023-01-31 | Sousa Ribe | PQS E003/091 | SDRF | 20 | 34.3 | 0 | 109.2 | 52 | 3 |  | 2035 | 0 | 0 | 0 | 0 | 0 | 0 |  |  |  | 0 | 0 | 0 | 0 | 0 | 0 | 109.2 | 109.2 | 109.2 | 109.2 | 109.2 | 546 | 52 | 52 | 52 | 52 | 52 | 260 | 879 |  | 0
0 | ZAMBÉZIA | LD | ILE | Depósito D. ILE "Intermediário" | WICR | WICFR | Porkka | WICR-30m3 |  | Electricity | 2023 | Functioning well |  |  |  |  | CCE not to replace |  |  | 2023-01-31 | Sousa Ribe | WICFR | WICR-30 | 7692.3077 | 0 | 0 | 535.5 | 2956.8 | 0 |  | 2038 | 0 | 0 | 0 | 0 | 0 | 0 |  |  |  | 0 | 0 | 0 | 0 | 0 | 0 | 535.5 | 535.5 | 535.5 | 535.5 | 535.5 | 2677.5 | 2956.8 | 2956.8 | 2956.8 | 2956.8 | 2956.8 | 14784 | 880 |  | 0
0 | ZAMBÉZIA | LD | ILE | Depósito D. ILE "Intermediário" | Refrigerator | PQS_refr | Vestfrost | VLS 026 RF Green Line |  | Solar | 2014 | Functioning well |  |  |  |  | CCE not to replace |  |  | 2023-01-31 | Sousa Ribe | PQS E003/091 | SDRF | 20 | 34.3 | 0 | 109.2 | 52 | 9 |  | 2029 | 0 | 0 | 0 | 0 | 1 | 1 |  |  |  | 0 | 0 | 0 | 0 | #N/A | #N/A | 109.2 | 109.2 | 109.2 | 109.2 | #N/A | #N/A | 52 | 52 | 52 | 52 | #N/A | #N/A | 881 |  | 0
0 | ZAMBÉZIA | LD | ILE | Depósito D. ILE "Intermediário" | Refrigerator | PQS_refr | Vestfrost | VLS 026 RF Green Line |  | Solar | 2014 | Functioning well |  |  |  |  | CCE not to replace |  |  | 2023-01-31 | Sousa Ribe | PQS E003/091 | SDRF | 20 | 34.3 | 0 | 109.2 | 52 | 9 |  | 2029 | 0 | 0 | 0 | 0 | 1 | 1 |  |  |  | 0 | 0 | 0 | 0 | #N/A | #N/A | 109.2 | 109.2 | 109.2 | 109.2 | #N/A | #N/A | 52 | 52 | 52 | 52 | #N/A | #N/A | 882 |  | 0
0 | ZAMBÉZIA | SP | ILE | Massira | Refrigerator | PQS_refr | Vestfrost | VLS 054 SDD Greenline |  | Solar | 2020 | Functioning well |  |  |  |  | CCE not to replace |  | CCEOP1 | 2023-01-31 | Sousa Ribe | PQS E003/041 | SDR | 55.5 | 0 | 0 | 57.48 | 52 | 3 |  | 2035 | 0 | 0 | 0 | 0 | 0 | 0 |  |  |  | 0 | 0 | 0 | 0 | 0 | 0 | 57.48 | 57.48 | 57.48 | 57.48 | 57.48 | 287.4 | 52 | 52 | 52 | 52 | 52 | 260 | 883 |  | 0
0 | ZAMBÉZIA | SP | ILE | Massira | Refrigerator | PQS_refr | B Medical Systems Sarl (Dometic) | TCW 80 AC |  | Electricity | 2015 | Functioning well |  |  |  |  | CCE not to replace |  |  | 2023-01-31 | Sousa Ribe | PQS E003/101 | ILR | 80.5 | 0 | 0 | 71.808 | 69.6 | 8 |  | 2030 | 0 | 0 | 0 | 0 | 0 | 0 |  |  |  | 0 | 0 | 0 | 0 | 0 | 0 | 71.808 | 71.808 | 71.808 | 71.808 | 71.808 | 359.04 | 69.6 | 69.6 | 69.6 | 69.6 | 69.6 | 348 | 884 |  | 0
0 | ZAMBÉZIA | SP | ILE | Mucuaba | Refrigerator | PQS_refr | Vestfrost | VLS 026 RF Green Line |  | Solar | 2015 | Functioning well |  |  |  |  | CCE not to replace |  |  | 2023-01-31 | Sousa Ribe | PQS E003/091 | SDRF | 20 | 34.3 | 0 | 109.2 | 52 | 8 |  | 2030 | 0 | 0 | 0 | 0 | 0 | 0 |  |  |  | 0 | 0 | 0 | 0 | 0 | 0 | 109.2 | 109.2 | 109.2 | 109.2 | 109.2 | 546 | 52 | 52 | 52 | 52 | 52 | 260 | 885 |  | 0
0 | ZAMBÉZIA | SP | ILE | Mugulama | Refrigerator | PQS_refr | B Medical Systems Sarl (Dometic) | TCW 80 AC |  | Electricity | 2015 | Functioning well |  |  |  |  | CCE not to replace |  |  | 2023-01-31 | Sousa Ribe | PQS E003/101 | ILR | 80.5 | 0 | 0 | 71.808 | 69.6 | 8 |  | 2030 | 0 | 0 | 0 | 0 | 0 | 0 |  |  |  | 0 | 0 | 0 | 0 | 0 | 0 | 71.808 | 71.808 | 71.808 | 71.808 | 71.808 | 359.04 | 69.6 | 69.6 | 69.6 | 69.6 | 69.6 | 348 | 886 |  | 0
0 | ZAMBÉZIA | SP | ILE | Muliquela | Refrigerator | PQS_refr | Vestfrost | VLS 026 RF Green Line |  | Solar | 2015 | Functioning well |  |  |  |  | CCE not to replace |  |  | 2023-01-31 | Sousa Ribe | PQS E003/091 | SDRF | 20 | 34.3 | 0 | 109.2 | 52 | 8 |  | 2030 | 0 | 0 | 0 | 0 | 0 | 0 |  |  |  | 0 | 0 | 0 | 0 | 0 | 0 | 109.2 | 109.2 | 109.2 | 109.2 | 109.2 | 546 | 52 | 52 | 52 | 52 | 52 | 260 | 887 |  | 0
0 | ZAMBÉZIA | SP | ILE | Niboa | Refrigerator | PQS_refr | B Medical Systems Sarl (Dometic) | TCW 80 AC |  | Electricity | 2015 | Functioning well |  |  |  |  | CCE not to replace |  |  | 2023-01-31 | Sousa Ribe | PQS E003/101 | ILR | 80.5 | 0 | 0 | 71.808 | 69.6 | 8 |  | 2030 | 0 | 0 | 0 | 0 | 0 | 0 |  |  |  | 0 | 0 | 0 | 0 | 0 | 0 | 71.808 | 71.808 | 71.808 | 71.808 | 71.808 | 359.04 | 69.6 | 69.6 | 69.6 | 69.6 | 69.6 | 348 | 888 |  | 0
0 | ZAMBÉZIA | SP | ILE | Nipiode | Refrigerator | PQS_refr | Vestfrost | VLS 404A AC |  | Electricity | 2015 | Functioning well |  |  |  |  | CCE not to replace |  |  | 2023-01-31 | Sousa Ribe | PQS E003/112 | ILR | 145 | 0 | 0 | 25.08 | 41.4 | 8 |  | 2030 | 0 | 0 | 0 | 0 | 0 | 0 |  |  |  | 0 | 0 | 0 | 0 | 0 | 0 | 25.08 | 25.08 | 25.08 | 25.08 | 25.08 | 125.4 | 41.4 | 41.4 | 41.4 | 41.4 | 41.4 | 207 | 889 |  | 0
0 | ZAMBÉZIA | SP | ILE | Phalane | Refrigerator | PQS_refr | B Medical Systems Sarl (Dometic) | TCW 80 AC |  | Electricity | 2015 | Functioning well |  |  |  |  | CCE not to replace |  |  | 2023-01-31 | Sousa Ribe | PQS E003/101 | ILR | 80.5 | 0 | 0 | 71.808 | 69.6 | 8 |  | 2030 | 0 | 0 | 0 | 0 | 0 | 0 |  |  |  | 0 | 0 | 0 | 0 | 0 | 0 | 71.808 | 71.808 | 71.808 | 71.808 | 71.808 | 359.04 | 69.6 | 69.6 | 69.6 | 69.6 | 69.6 | 348 | 890 |  | 0
0 | ZAMBÉZIA | SP | ILE | Socone | Refrigerator | PQS_refr | Vestfrost | VLS 404A AC |  | Electricity | 2015 | Functioning well |  |  |  |  | CCE not to replace |  |  | 2023-01-31 | Sousa Ribe | PQS E003/112 | ILR | 145 | 0 | 0 | 25.08 | 41.4 | 8 |  | 2030 | 0 | 0 | 0 | 0 | 0 | 0 |  |  |  | 0 | 0 | 0 | 0 | 0 | 0 | 25.08 | 25.08 | 25.08 | 25.08 | 25.08 | 125.4 | 41.4 | 41.4 | 41.4 | 41.4 | 41.4 | 207 | 891 |  | 0
0 | ZAMBÉZIA | SP | ILE | Walasse | Refrigerator | PQS_refr | B Medical Systems Sarl (Dometic) | TCW 80 AC |  | Electricity | 2015 | Functioning well |  |  |  |  | CCE not to replace |  |  | 2023-01-31 | Sousa Ribe | PQS E003/101 | ILR | 80.5 | 0 | 0 | 71.808 | 69.6 | 8 |  | 2030 | 0 | 0 | 0 | 0 | 0 | 0 |  |  |  | 0 | 0 | 0 | 0 | 0 | 0 | 71.808 | 71.808 | 71.808 | 71.808 | 71.808 | 359.04 | 69.6 | 69.6 | 69.6 | 69.6 | 69.6 | 348 | 892 |  | 0
0 | ZAMBÉZIA | LD | GURUE | Depósito D. GURUE | Freezer | PQS_freezer | Vestfrost | MF 314 |  | Electricity | 2020 | Functioning well |  |  |  |  | CCE not to replace |  | CCEOP1 | 2023-01-31 | Sousa Ribe | PQS E003/023 | VWPF | 0 | 281 | 0 | 13.752 | 253.8 | 3 |  | 2035 | 0 | 0 | 0 | 0 | 0 | 0 |  |  |  | 0 | 0 | 0 | 0 | 0 | 0 | 13.752 | 13.752 | 13.752 | 13.752 | 13.752 | 68.76 | 253.8 | 253.8 | 253.8 | 253.8 | 253.8 | 1269 | 893 |  | 0
0 | ZAMBÉZIA | LD | GURUE | Depósito D. GURUE | Freezer | PQS_freezer | Vestfrost | MF 314 |  | Electricity | 2020 | Functioning well |  |  |  |  | CCE not to replace |  | CCEOP1 | 2023-01-31 | Sousa Ribe | PQS E003/023 | VWPF | 0 | 281 | 0 | 13.752 | 253.8 | 3 |  | 2035 | 0 | 0 | 0 | 0 | 0 | 0 |  |  |  | 0 | 0 | 0 | 0 | 0 | 0 | 13.752 | 13.752 | 13.752 | 13.752 | 13.752 | 68.76 | 253.8 | 253.8 | 253.8 | 253.8 | 253.8 | 1269 | 894 |  | 0
0 | ZAMBÉZIA | LD | GURUE | Depósito D. GURUE | Refrigerator | PQS_refr | B Medical Systems Sarl (Dometic) | TCW 80 AC |  | Electricity | 2015 | Functioning well |  |  |  |  | CCE not to replace |  |  | 2023-01-31 | Sousa Ribe | PQS E003/101 | ILR | 80.5 | 0 | 0 | 71.808 | 69.6 | 8 |  | 2030 | 0 | 0 | 0 | 0 | 0 | 0 |  |  |  | 0 | 0 | 0 | 0 | 0 | 0 | 71.808 | 71.808 | 71.808 | 71.808 | 71.808 | 359.04 | 69.6 | 69.6 | 69.6 | 69.6 | 69.6 | 348 | 895 |  | 0
0 | ZAMBÉZIA | LD | GURUE | Depósito D. GURUE | Freezer | PQS_freezer | Vestfrost | MF 314 |  | Electricity | 2021 | Functioning well |  |  |  |  | CCE not to replace |  | CCEOP1 | 2023-01-31 | Sousa Ribe | PQS E003/023 | VWPF | 0 | 281 | 0 | 13.752 | 253.8 | 2 |  | 2036 | 0 | 0 | 0 | 0 | 0 | 0 |  |  |  | 0 | 0 | 0 | 0 | 0 | 0 | 13.752 | 13.752 | 13.752 | 13.752 | 13.752 | 68.76 | 253.8 | 253.8 | 253.8 | 253.8 | 253.8 | 1269 | 896 |  | 0
0 | ZAMBÉZIA | SP | GURUE | Macuaro | Refrigerator | PQS_refr | Vestfrost | MK 144 |  | Electricity | 2020 | Functioning well |  |  |  |  | CCE not to replace |  |  | 2023-01-31 | Sousa Ribe | PQS E003/022 | ILR | 48 | 0 | 0 | 14.736 | 138 | 3 |  | 2035 | 0 | 0 | 0 | 0 | 0 | 0 |  |  |  | 0 | 0 | 0 | 0 | 0 | 0 | 14.736 | 14.736 | 14.736 | 14.736 | 14.736 | 73.68 | 138 | 138 | 138 | 138 | 138 | 690 | 897 |  | 0
0 | ZAMBÉZIA | SP | GURUE | Macuaro | Refrigerator | PQS_refr | Vestfrost | VLS 054 SDD Greenline |  | Solar | 2015 | Functioning well |  |  |  |  | CCE not to replace |  |  | 2023-01-31 | Sousa Ribe | PQS E003/041 | SDR | 55.5 | 0 | 0 | 57.48 | 52 | 8 |  | 2030 | 0 | 0 | 0 | 0 | 0 | 0 |  |  |  | 0 | 0 | 0 | 0 | 0 | 0 | 57.48 | 57.48 | 57.48 | 57.48 | 57.48 | 287.4 | 52 | 52 | 52 | 52 | 52 | 260 | 898 |  | 0
0 | ZAMBÉZIA | SP | GURUE | Macuaro | Refrigerator | PQS_refr | B Medical Systems Sarl (Dometic) | TCW 80 AC |  | Electricity | 2021 | Functioning well |  |  |  |  | CCE not to replace |  | CCEOP1 | 2023-01-31 | Sousa Ribe | PQS E003/101 | ILR | 80.5 | 0 | 0 | 71.808 | 69.6 | 2 |  | 2036 | 0 | 0 | 0 | 0 | 0 | 0 |  |  |  | 0 | 0 | 0 | 0 | 0 | 0 | 71.808 | 71.808 | 71.808 | 71.808 | 71.808 | 359.04 | 69.6 | 69.6 | 69.6 | 69.6 | 69.6 | 348 | 899 |  | 0
0 | ZAMBÉZIA | SP | GURUE | Mepuagiua | Refrigerator | PQS_refr | Vestfrost | VLS 026 RF Green Line |  | Solar | 2021 | Functioning well |  |  |  |  | CCE not to replace |  | CCEOP1 | 2023-01-31 | Sousa Ribe | PQS E003/091 | SDRF | 20 | 34.3 | 0 | 109.2 | 52 | 2 |  | 2036 | 0 | 0 | 0 | 0 | 0 | 0 |  |  |  | 0 | 0 | 0 | 0 | 0 | 0 | 109.2 | 109.2 | 109.2 | 109.2 | 109.2 | 546 | 52 | 52 | 52 | 52 | 52 | 260 | 900 |  | 0
0 | ZAMBÉZIA | SP | GURUE | Mepuagiua | Refrigerator | PQS_refr | Vestfrost | VLS 404A AC |  | Electricity | 2021 | Functioning well |  |  |  |  | CCE not to replace |  | CCEOP1 | 2023-01-31 | Sousa Ribe | PQS E003/112 | ILR | 145 | 0 | 0 | 25.08 | 41.4 | 2 |  | 2036 | 0 | 0 | 0 | 0 | 0 | 0 |  |  |  | 0 | 0 | 0 | 0 | 0 | 0 | 25.08 | 25.08 | 25.08 | 25.08 | 25.08 | 125.4 | 41.4 | 41.4 | 41.4 | 41.4 | 41.4 | 207 | 901 |  | 0
0 | ZAMBÉZIA | SP | GURUE | Mepuagiua | Refrigerator | PQS_refr | Vestfrost | VLS 026 RF Green Line |  | Solar | 2021 | Functioning well |  |  |  |  | CCE not to replace |  | CCEOP1 | 2023-01-31 | Sousa Ribe | PQS E003/091 | SDRF | 20 | 34.3 | 0 | 109.2 | 52 | 2 |  | 2036 | 0 | 0 | 0 | 0 | 0 | 0 |  |  |  | 0 | 0 | 0 | 0 | 0 | 0 | 109.2 | 109.2 | 109.2 | 109.2 | 109.2 | 546 | 52 | 52 | 52 | 52 | 52 | 260 | 902 |  | 0
0 | ZAMBÉZIA | SP | GURUE | Mepuagiua | Refrigerator | PQS_refr | Vestfrost | VLS 054 SDD Greenline |  | Solar | 2021 | Functioning well |  |  |  |  | CCE not to replace |  | CCEOP1 | 2023-01-31 | Sousa Ribe | PQS E003/041 | SDR | 55.5 | 0 | 0 | 57.48 | 52 | 2 |  | 2036 | 0 | 0 | 0 | 0 | 0 | 0 |  |  |  | 0 | 0 | 0 | 0 | 0 | 0 | 57.48 | 57.48 | 57.48 | 57.48 | 57.48 | 287.4 | 52 | 52 | 52 | 52 | 52 | 260 | 903 |  | 0
0 | ZAMBÉZIA | SP | GURUE | UP 10 | Refrigerator | PQS_refr | Vestfrost | VLS 026 RF Green Line |  | Solar | 2021 | Functioning well |  |  |  |  | CCE not to replace |  | CCEOP1 | 2023-01-31 | Sousa Ribe | PQS E003/091 | SDRF | 20 | 34.3 | 0 | 109.2 | 52 | 2 |  | 2036 | 0 | 0 | 0 | 0 | 0 | 0 |  |  |  | 0 | 0 | 0 | 0 | 0 | 0 | 109.2 | 109.2 | 109.2 | 109.2 | 109.2 | 546 | 52 | 52 | 52 | 52 | 52 | 260 | 904 |  | 0
0 | ZAMBÉZIA | SP | GURUE | UP 10 | Refrigerator | PQS_refr | Vestfrost | VLS 026 RF Green Line |  | Solar | 2021 | Functioning well |  |  |  |  | CCE not to replace |  | CCEOP1 | 2023-01-31 | Sousa Ribe | PQS E003/091 | SDRF | 20 | 34.3 | 0 | 109.2 | 52 | 2 |  | 2036 | 0 | 0 | 0 | 0 | 0 | 0 |  |  |  | 0 | 0 | 0 | 0 | 0 | 0 | 109.2 | 109.2 | 109.2 | 109.2 | 109.2 | 546 | 52 | 52 | 52 | 52 | 52 | 260 | 905 |  | 0
0 | ZAMBÉZIA | SP | GURUE | UP 10 | Refrigerator | PQS_refr | Vestfrost | VLS 026 RF Green Line |  | Solar | 2021 | Functioning well |  |  |  |  | CCE not to replace |  | CCEOP1 | 2023-01-31 | Sousa Ribe | PQS E003/091 | SDRF | 20 | 34.3 | 0 | 109.2 | 52 | 2 |  | 2036 | 0 | 0 | 0 | 0 | 0 | 0 |  |  |  | 0 | 0 | 0 | 0 | 0 | 0 | 109.2 | 109.2 | 109.2 | 109.2 | 109.2 | 546 | 52 | 52 | 52 | 52 | 52 | 260 | 906 |  | 0
0 | ZAMBÉZIA | SP | GURUE | Curruane | Refrigerator | PQS_refr | Vestfrost | VLS 054 SDD Greenline |  | Solar | 2021 | Functioning well |  |  |  |  | CCE not to replace |  | CCEOP1 | 2023-01-31 | Sousa Ribe | PQS E003/041 | SDR | 55.5 | 0 | 0 | 57.48 | 52 | 2 |  | 2036 | 0 | 0 | 0 | 0 | 0 | 0 |  |  |  | 0 | 0 | 0 | 0 | 0 | 0 | 57.48 | 57.48 | 57.48 | 57.48 | 57.48 | 287.4 | 52 | 52 | 52 | 52 | 52 | 260 | 907 |  | 0
0 | ZAMBÉZIA | SP | GURUE | Sede | Refrigerator | PQS_refr | Vestfrost | VLS 026 RF Green Line |  | Solar | 2021 | Functioning well |  |  |  |  | CCE not to replace |  | CCEOP1 | 2023-01-31 | Sousa Ribe | PQS E003/091 | SDRF | 20 | 34.3 | 0 | 109.2 | 52 | 2 |  | 2036 | 0 | 0 | 0 | 0 | 0 | 0 |  |  |  | 0 | 0 | 0 | 0 | 0 | 0 | 109.2 | 109.2 | 109.2 | 109.2 | 109.2 | 546 | 52 | 52 | 52 | 52 | 52 | 260 | 908 |  | 0
0 | ZAMBÉZIA | SP | GURUE | Sede | Refrigerator | PQS_refr | Vestfrost | VLS 054A SDD Greenline |  | Solar | 2021 | Functioning well |  |  |  |  | CCE not to replace |  | CCEOP1 | 2023-01-31 | Sousa Ribe | PQS E003/106 | SDR | 55.5 | 0 | 0 | 70.176 | 52 | 2 |  | 2036 | 0 | 0 | 0 | 0 | 0 | 0 |  |  |  | 0 | 0 | 0 | 0 | 0 | 0 | 70.176 | 70.176 | 70.176 | 70.176 | 70.176 | 350.88 | 52 | 52 | 52 | 52 | 52 | 260 | 909 |  | 0
0 | ZAMBÉZIA | SP | GURUE | Sede | Refrigerator | PQS_refr | Vestfrost | VLS 026 RF Green Line |  | Solar | 2021 | Functioning well |  |  |  |  | CCE not to replace |  | CCEOP1 | 2023-01-31 | Sousa Ribe | PQS E003/091 | SDRF | 20 | 34.3 | 0 | 109.2 | 52 | 2 |  | 2036 | 0 | 0 | 0 | 0 | 0 | 0 |  |  |  | 0 | 0 | 0 | 0 | 0 | 0 | 109.2 | 109.2 | 109.2 | 109.2 | 109.2 | 546 | 52 | 52 | 52 | 52 | 52 | 260 | 910 |  | 0
0 | ZAMBÉZIA | LD | MOLUMBO | Depósito D. MOLUMBO | Refrigerator | PQS_refr | Vestfrost | VLS 026 RF Green Line |  | Solar | 2021 | Functioning well |  |  |  |  | CCE not to replace |  | CCEOP1 | 2023-01-31 | Sousa Ribe | PQS E003/091 | SDRF | 20 | 34.3 | 0 | 109.2 | 52 | 2 |  | 2036 | 0 | 0 | 0 | 0 | 0 | 0 |  |  |  | 0 | 0 | 0 | 0 | 0 | 0 | 109.2 | 109.2 | 109.2 | 109.2 | 109.2 | 546 | 52 | 52 | 52 | 52 | 52 | 260 | 911 |  | 0
0 | ZAMBÉZIA | LD | MOLUMBO | Depósito D. MOLUMBO | Refrigerator | PQS_refr | Vestfrost | VLS 056 RF SDD |  | Solar | 2021 | Functioning well |  |  |  |  | CCE not to replace |  | CCEOP1 | 2023-01-31 | Sousa Ribe | PQS E003/092 | SDRF | 36 | 34.3 | 0 | 116.04 | 52 | 2 |  | 2036 | 0 | 0 | 0 | 0 | 0 | 0 |  |  |  | 0 | 0 | 0 | 0 | 0 | 0 | 116.04 | 116.04 | 116.04 | 116.04 | 116.04 | 580.2 | 52 | 52 | 52 | 52 | 52 | 260 | 912 |  | 0
0 | ZAMBÉZIA | LD | MOLUMBO | Depósito D. MOLUMBO | Refrigerator | PQS_refr | Vestfrost | VLS 026 RF Green Line |  | Solar | 2021 | Functioning well |  |  |  |  | CCE not to replace |  | CCEOP1 | 2023-01-31 | Sousa Ribe | PQS E003/091 | SDRF | 20 | 34.3 | 0 | 109.2 | 52 | 2 |  | 2036 | 0 | 0 | 0 | 0 | 0 | 0 |  |  |  | 0 | 0 | 0 | 0 | 0 | 0 | 109.2 | 109.2 | 109.2 | 109.2 | 109.2 | 546 | 52 | 52 | 52 | 52 | 52 | 260 | 913 |  | 0
0 | ZAMBÉZIA | LD | MOLUMBO | Depósito D. MOLUMBO | Refrigerator | PQS_refr | Vestfrost | VLS 026 RF Green Line |  | Solar | 2021 | Functioning well |  |  |  |  | CCE not to replace |  | CCEOP1 | 2023-01-31 | Sousa Ribe | PQS E003/091 | SDRF | 20 | 34.3 | 0 | 109.2 | 52 | 2 |  | 2036 | 0 | 0 | 0 | 0 | 0 | 0 |  |  |  | 0 | 0 | 0 | 0 | 0 | 0 | 109.2 | 109.2 | 109.2 | 109.2 | 109.2 | 546 | 52 | 52 | 52 | 52 | 52 | 260 | 914 |  | 0
0 | ZAMBÉZIA | SP | MOLUMBO | Malua | Refrigerator | PQS_refr | Vestfrost | VLS 026 RF Green Line |  | Solar | 2021 | Functioning well |  |  |  |  | CCE not to replace |  | CCEOP1 | 2023-01-31 | Sousa Ribe | PQS E003/091 | SDRF | 20 | 34.3 | 0 | 109.2 | 52 | 2 |  | 2036 | 0 | 0 | 0 | 0 | 0 | 0 |  |  |  | 0 | 0 | 0 | 0 | 0 | 0 | 109.2 | 109.2 | 109.2 | 109.2 | 109.2 | 546 | 52 | 52 | 52 | 52 | 52 | 260 | 915 |  | 0
0 | ZAMBÉZIA | SP | MOLUMBO | Molumbo | Refrigerator | PQS_refr | Vestfrost | VLS 056 RF SDD |  | Solar | 2021 | Functioning well |  |  |  |  | CCE not to replace |  | CCEOP1 | 2023-01-31 | Sousa Ribe | PQS E003/092 | SDRF | 36 | 34.3 | 0 | 116.04 | 52 | 2 |  | 2036 | 0 | 0 | 0 | 0 | 0 | 0 |  |  |  | 0 | 0 | 0 | 0 | 0 | 0 | 116.04 | 116.04 | 116.04 | 116.04 | 116.04 | 580.2 | 52 | 52 | 52 | 52 | 52 | 260 | 916 |  | 0
0 | ZAMBÉZIA | SP | MOLUMBO | Namucumua | Refrigerator | PQS_refr | Vestfrost | VLS 026 RF Green Line |  | Solar | 2021 | Functioning well |  |  |  |  | CCE not to replace |  | CCEOP1 | 2023-01-31 | Sousa Ribe | PQS E003/091 | SDRF | 20 | 34.3 | 0 | 109.2 | 52 | 2 |  | 2036 | 0 | 0 | 0 | 0 | 0 | 0 |  |  |  | 0 | 0 | 0 | 0 | 0 | 0 | 109.2 | 109.2 | 109.2 | 109.2 | 109.2 | 546 | 52 | 52 | 52 | 52 | 52 | 260 | 917 |  | 0
0 | ZAMBÉZIA | SP | MOLUMBO | Nantuto | Refrigerator | PQS_refr | Vestfrost | VLS 056 RF SDD |  | Solar | 2019 | Functioning well |  |  |  |  | CCE not to replace |  |  | 2023-01-31 | Sousa Ribe | PQS E003/092 | SDRF | 36 | 34.3 | 0 | 116.04 | 52 | 4 |  | 2034 | 0 | 0 | 0 | 0 | 0 | 0 |  |  |  | 0 | 0 | 0 | 0 | 0 | 0 | 116.04 | 116.04 | 116.04 | 116.04 | 116.04 | 580.2 | 52 | 52 | 52 | 52 | 52 | 260 | 918 |  | 0
0 | ZAMBÉZIA | LD | MILANGE | Depósito D. MILANGE | Freezer | PQS_freezer | Vestfrost | MF 314 |  | Electricity | 2020 | Functioning well |  |  |  |  | CCE not to replace |  | CCEOP1 | 2023-01-31 | Sousa Ribe | PQS E003/023 | VWPF | 0 | 281 | 0 | 13.752 | 253.8 | 3 |  | 2035 | 0 | 0 | 0 | 0 | 0 | 0 |  |  |  | 0 | 0 | 0 | 0 | 0 | 0 | 13.752 | 13.752 | 13.752 | 13.752 | 13.752 | 68.76 | 253.8 | 253.8 | 253.8 | 253.8 | 253.8 | 1269 | 919 |  | 0
0 | ZAMBÉZIA | LD | MILANGE | Depósito D. MILANGE | Refrigerator | PQS_refr | Vestfrost | VLS 056 RF SDD |  | Solar | 2019 | Functioning well |  |  |  |  | CCE not to replace |  |  | 2023-01-31 | Sousa Ribe | PQS E003/092 | SDRF | 36 | 34.3 | 0 | 116.04 | 52 | 4 |  | 2034 | 0 | 0 | 0 | 0 | 0 | 0 |  |  |  | 0 | 0 | 0 | 0 | 0 | 0 | 116.04 | 116.04 | 116.04 | 116.04 | 116.04 | 580.2 | 52 | 52 | 52 | 52 | 52 | 260 | 920 |  | 0
0 | ZAMBÉZIA | LD | MILANGE | Depósito D. MILANGE | Refrigerator | PQS_refr | Vestfrost | VLS 056 RF SDD |  | Solar | 2019 | Functioning well |  |  |  |  | CCE not to replace |  |  | 2023-01-31 | Sousa Ribe | PQS E003/092 | SDRF | 36 | 34.3 | 0 | 116.04 | 52 | 4 |  | 2034 | 0 | 0 | 0 | 0 | 0 | 0 |  |  |  | 0 | 0 | 0 | 0 | 0 | 0 | 116.04 | 116.04 | 116.04 | 116.04 | 116.04 | 580.2 | 52 | 52 | 52 | 52 | 52 | 260 | 921 |  | 0
0 | ZAMBÉZIA | LD | MILANGE | Depósito D. MILANGE | Refrigerator | PQS_refr | Vestfrost | VLS 056 RF SDD |  | Solar | 2019 | Functioning well |  |  |  |  | CCE not to replace |  |  | 2023-01-31 | Sousa Ribe | PQS E003/092 | SDRF | 36 | 34.3 | 0 | 116.04 | 52 | 4 |  | 2034 | 0 | 0 | 0 | 0 | 0 | 0 |  |  |  | 0 | 0 | 0 | 0 | 0 | 0 | 116.04 | 116.04 | 116.04 | 116.04 | 116.04 | 580.2 | 52 | 52 | 52 | 52 | 52 | 260 | 922 |  | 0
0 | ZAMBÉZIA | LD | MILANGE | Depósito D. MILANGE | Refrigerator | PQS_refr | Vestfrost | VLS 056 RF SDD |  | Solar | 2019 | Functioning well |  |  |  |  | CCE not to replace |  |  | 2023-01-31 | Sousa Ribe | PQS E003/092 | SDRF | 36 | 34.3 | 0 | 116.04 | 52 | 4 |  | 2034 | 0 | 0 | 0 | 0 | 0 | 0 |  |  |  | 0 | 0 | 0 | 0 | 0 | 0 | 116.04 | 116.04 | 116.04 | 116.04 | 116.04 | 580.2 | 52 | 52 | 52 | 52 | 52 | 260 | 923 |  | 0
0 | ZAMBÉZIA | SP | MILANGE | Centro de Saúde de Muanhambo | Refrigerator | PQS_refr | Vestfrost | VLS 026 RF Green Line |  | Solar | 2020 | Functioning well |  |  |  |  | CCE not to replace |  | CCEOP1 | 2023-01-31 | Sousa Ribe | PQS E003/091 | SDRF | 20 | 34.3 | 0 | 109.2 | 52 | 3 |  | 2035 | 0 | 0 | 0 | 0 | 0 | 0 |  |  |  | 0 | 0 | 0 | 0 | 0 | 0 | 109.2 | 109.2 | 109.2 | 109.2 | 109.2 | 546 | 52 | 52 | 52 | 52 | 52 | 260 | 924 |  | 0
0 | ZAMBÉZIA | SP | MILANGE | CHITAMBO | Refrigerator | PQS_refr | Vestfrost | VLS 026 RF Green Line |  | Solar | 2015 | Functioning well |  |  |  |  | CCE not to replace |  |  | 2023-01-31 | Sousa Ribe | PQS E003/091 | SDRF | 20 | 34.3 | 0 | 109.2 | 52 | 8 |  | 2030 | 0 | 0 | 0 | 0 | 0 | 0 |  |  |  | 0 | 0 | 0 | 0 | 0 | 0 | 109.2 | 109.2 | 109.2 | 109.2 | 109.2 | 546 | 52 | 52 | 52 | 52 | 52 | 260 | 925 |  | 0
0 | ZAMBÉZIA | SP | MILANGE | Dachudua | Refrigerator | PQS_refr | Vestfrost | VLS 056 RF SDD |  | Solar | 2019 | Functioning well |  |  |  |  | CCE not to replace |  |  | 2023-01-31 | Sousa Ribe | PQS E003/092 | SDRF | 36 | 34.3 | 0 | 116.04 | 52 | 4 |  | 2034 | 0 | 0 | 0 | 0 | 0 | 0 |  |  |  | 0 | 0 | 0 | 0 | 0 | 0 | 116.04 | 116.04 | 116.04 | 116.04 | 116.04 | 580.2 | 52 | 52 | 52 | 52 | 52 | 260 | 926 |  | 0
0 | ZAMBÉZIA | SP | MILANGE | Dulanha | Refrigerator | PQS_refr | Vestfrost | MK 304 |  | Electricity | 2020 | Functioning well |  |  |  |  | CCE not to replace |  |  | 2023-01-31 | Sousa Ribe | PQS E003/007 | ILR | 105 | 0 | 0 | 19.032 | 192 | 3 |  | 2035 | 0 | 0 | 0 | 0 | 0 | 0 |  |  |  | 0 | 0 | 0 | 0 | 0 | 0 | 19.032 | 19.032 | 19.032 | 19.032 | 19.032 | 95.16 | 192 | 192 | 192 | 192 | 192 | 960 | 927 |  | 0
0 | ZAMBÉZIA | SP | MILANGE | Hospital Rural de Milange | Refrigerator | PQS_refr | Vestfrost | VLS 404A AC |  | Electricity | 2020 | Functioning well |  |  |  |  | CCE not to replace |  | CCEOP1 | 2023-01-31 | Sousa Ribe | PQS E003/112 | ILR | 145 | 0 | 0 | 25.08 | 41.4 | 3 |  | 2035 | 0 | 0 | 0 | 0 | 0 | 0 |  |  |  | 0 | 0 | 0 | 0 | 0 | 0 | 25.08 | 25.08 | 25.08 | 25.08 | 25.08 | 125.4 | 41.4 | 41.4 | 41.4 | 41.4 | 41.4 | 207 | 928 |  | 0
0 | ZAMBÉZIA | SP | MILANGE | Hospital Rural de Milange | Refrigerator | PQS_refr | Vestfrost | VLS 404A AC |  | Electricity | 2020 | Functioning well |  |  |  |  | CCE not to replace |  | CCEOP1 | 2023-01-31 | Sousa Ribe | PQS E003/112 | ILR | 145 | 0 | 0 | 25.08 | 41.4 | 3 |  | 2035 | 0 | 0 | 0 | 0 | 0 | 0 |  |  |  | 0 | 0 | 0 | 0 | 0 | 0 | 25.08 | 25.08 | 25.08 | 25.08 | 25.08 | 125.4 | 41.4 | 41.4 | 41.4 | 41.4 | 41.4 | 207 | 929 |  | 0
0 | ZAMBÉZIA | SP | MILANGE | Liciro | Refrigerator | PQS_refr | Vestfrost | VLS 404A AC |  | Electricity | 2020 | Functioning well |  |  |  |  | CCE not to replace |  | CCEOP1 | 2023-01-31 | Sousa Ribe | PQS E003/112 | ILR | 145 | 0 | 0 | 25.08 | 41.4 | 3 |  | 2035 | 0 | 0 | 0 | 0 | 0 | 0 |  |  |  | 0 | 0 | 0 | 0 | 0 | 0 | 25.08 | 25.08 | 25.08 | 25.08 | 25.08 | 125.4 | 41.4 | 41.4 | 41.4 | 41.4 | 41.4 | 207 | 930 |  | 0
0 | ZAMBÉZIA | SP | MILANGE | Majaua | Refrigerator | PQS_refr | Vestfrost | VLS 404A AC |  | Electricity | 2020 | Functioning well |  |  |  |  | CCE not to replace |  | CCEOP1 | 2023-01-31 | Sousa Ribe | PQS E003/112 | ILR | 145 | 0 | 0 | 25.08 | 41.4 | 3 |  | 2035 | 0 | 0 | 0 | 0 | 0 | 0 |  |  |  | 0 | 0 | 0 | 0 | 0 | 0 | 25.08 | 25.08 | 25.08 | 25.08 | 25.08 | 125.4 | 41.4 | 41.4 | 41.4 | 41.4 | 41.4 | 207 | 931 |  | 0
0 | ZAMBÉZIA | SP | MILANGE | Mongue | Refrigerator | PQS_refr | Vestfrost | VLS 056 RF SDD |  | Solar | 2020 | Functioning well |  |  |  |  | CCE not to replace |  | CCEOP1 | 2023-01-31 | Sousa Ribe | PQS E003/092 | SDRF | 36 | 34.3 | 0 | 116.04 | 52 | 3 |  | 2035 | 0 | 0 | 0 | 0 | 0 | 0 |  |  |  | 0 | 0 | 0 | 0 | 0 | 0 | 116.04 | 116.04 | 116.04 | 116.04 | 116.04 | 580.2 | 52 | 52 | 52 | 52 | 52 | 260 | 932 |  | 0
0 | ZAMBÉZIA | SP | MILANGE | Nambuze | Refrigerator | PQS_refr | Vestfrost | VLS 056 RF SDD |  | Solar | 2019 | Functioning well |  |  |  |  | CCE not to replace |  |  | 2023-01-31 | Sousa Ribe | PQS E003/092 | SDRF | 36 | 34.3 | 0 | 116.04 | 52 | 4 |  | 2034 | 0 | 0 | 0 | 0 | 0 | 0 |  |  |  | 0 | 0 | 0 | 0 | 0 | 0 | 116.04 | 116.04 | 116.04 | 116.04 | 116.04 | 580.2 | 52 | 52 | 52 | 52 | 52 | 260 | 933 |  | 0
0 | ZAMBÉZIA | SP | MILANGE | Sabelua | Refrigerator | PQS_refr | Vestfrost | VLS 056 RF SDD |  | Solar | 2022 | Functioning well |  |  |  |  | CCE not to replace |  | CCEOP1 | 2023-01-31 | Sousa Ribe | PQS E003/092 | SDRF | 36 | 34.3 | 0 | 116.04 | 52 | 1 |  | 2037 | 0 | 0 | 0 | 0 | 0 | 0 |  |  |  | 0 | 0 | 0 | 0 | 0 | 0 | 116.04 | 116.04 | 116.04 | 116.04 | 116.04 | 580.2 | 52 | 52 | 52 | 52 | 52 | 260 | 934 |  | 0
0 | ZAMBÉZIA | SP | MILANGE | Sede | Refrigerator | PQS_refr | Vestfrost | VLS 056 RF SDD |  | Solar | 2022 | Functioning well |  |  |  |  | CCE not to replace |  | CCEOP1 | 2023-01-31 | Sousa Ribe | PQS E003/092 | SDRF | 36 | 34.3 | 0 | 116.04 | 52 | 1 |  | 2037 | 0 | 0 | 0 | 0 | 0 | 0 |  |  |  | 0 | 0 | 0 | 0 | 0 | 0 | 116.04 | 116.04 | 116.04 | 116.04 | 116.04 | 580.2 | 52 | 52 | 52 | 52 | 52 | 260 | 935 |  | 0
0 | ZAMBÉZIA | SP | MILANGE | Tengua | Refrigerator | PQS_refr | Vestfrost | VLS 056 RF SDD |  | Solar | 2022 | Functioning well |  |  |  |  | CCE not to replace |  | CCEOP1 | 2023-01-31 | Sousa Ribe | PQS E003/092 | SDRF | 36 | 34.3 | 0 | 116.04 | 52 | 1 |  | 2037 | 0 | 0 | 0 | 0 | 0 | 0 |  |  |  | 0 | 0 | 0 | 0 | 0 | 0 | 116.04 | 116.04 | 116.04 | 116.04 | 116.04 | 580.2 | 52 | 52 | 52 | 52 | 52 | 260 | 936 |  | 0
0 | ZAMBÉZIA | SP | MILANGE | Vulalo | Refrigerator | PQS_refr | Vestfrost | VLS 056 RF SDD |  | Solar | 2022 | Functioning well |  |  |  |  | CCE not to replace |  | CCEOP1 | 2023-01-31 | Sousa Ribe | PQS E003/092 | SDRF | 36 | 34.3 | 0 | 116.04 | 52 | 1 |  | 2037 | 0 | 0 | 0 | 0 | 0 | 0 |  |  |  | 0 | 0 | 0 | 0 | 0 | 0 | 116.04 | 116.04 | 116.04 | 116.04 | 116.04 | 580.2 | 52 | 52 | 52 | 52 | 52 | 260 | 937 |  | 0
0 | ZAMBÉZIA | LD | LUGELA | Depósito D. LUGELA | Freezer | PQS_freezer | Vestfrost | MF 314 |  | Electricity | 2020 | Functioning well |  |  |  |  | CCE not to replace |  | CCEOP1 | 2023-01-31 | Sousa Ribe | PQS E003/023 | VWPF | 0 | 281 | 0 | 13.752 | 253.8 | 3 |  | 2035 | 0 | 0 | 0 | 0 | 0 | 0 |  |  |  | 0 | 0 | 0 | 0 | 0 | 0 | 13.752 | 13.752 | 13.752 | 13.752 | 13.752 | 68.76 | 253.8 | 253.8 | 253.8 | 253.8 | 253.8 | 1269 | 938 |  | 0
0 | ZAMBÉZIA | LD | LUGELA | Depósito D. LUGELA | Refrigerator | PQS_refr | Vestfrost | VLS 026 RF Green Line |  | Solar | 2020 | Functioning well |  |  |  |  | CCE not to replace |  | CCEOP1 | 2023-01-31 | Sousa Ribe | PQS E003/091 | SDRF | 20 | 34.3 | 0 | 109.2 | 52 | 3 |  | 2035 | 0 | 0 | 0 | 0 | 0 | 0 |  |  |  | 0 | 0 | 0 | 0 | 0 | 0 | 109.2 | 109.2 | 109.2 | 109.2 | 109.2 | 546 | 52 | 52 | 52 | 52 | 52 | 260 | 939 |  | 0
0 | ZAMBÉZIA | LD | LUGELA | Depósito D. LUGELA | Refrigerator | PQS_refr | Vestfrost | VLS 404A AC |  | Electricity | 2019 | Functioning well |  |  |  |  | CCE not to replace |  |  | 2023-01-31 | Sousa Ribe | PQS E003/112 | ILR | 145 | 0 | 0 | 25.08 | 41.4 | 4 |  | 2034 | 0 | 0 | 0 | 0 | 0 | 0 |  |  |  | 0 | 0 | 0 | 0 | 0 | 0 | 25.08 | 25.08 | 25.08 | 25.08 | 25.08 | 125.4 | 41.4 | 41.4 | 41.4 | 41.4 | 41.4 | 207 | 940 |  | 0
0 | ZAMBÉZIA | LD | LUGELA | Depósito D. LUGELA | Refrigerator | PQS_refr | Vestfrost | VLS 026 RF Green Line |  | Solar | 2020 | Functioning well |  |  |  |  | CCE not to replace |  | CCEOP1 | 2023-01-31 | Sousa Ribe | PQS E003/091 | SDRF | 20 | 34.3 | 0 | 109.2 | 52 | 3 |  | 2035 | 0 | 0 | 0 | 0 | 0 | 0 |  |  |  | 0 | 0 | 0 | 0 | 0 | 0 | 109.2 | 109.2 | 109.2 | 109.2 | 109.2 | 546 | 52 | 52 | 52 | 52 | 52 | 260 | 941 |  | 0
0 | ZAMBÉZIA | SP | LUGELA | Muabanama | Refrigerator | PQS_refr | B Medical Systems Sarl (Dometic) | TCW 80 AC |  | Electricity | 2014 | Functioning well |  |  |  |  | CCE not to replace |  |  | 2023-01-31 | Sousa Ribe | PQS E003/101 | ILR | 80.5 | 0 | 0 | 71.808 | 69.6 | 9 |  | 2029 | 0 | 0 | 0 | 0 | 1 | 1 |  |  |  | 0 | 0 | 0 | 0 | #N/A | #N/A | 71.808 | 71.808 | 71.808 | 71.808 | #N/A | #N/A | 69.6 | 69.6 | 69.6 | 69.6 | #N/A | #N/A | 942 |  | 0
0 | ZAMBÉZIA | SP | LUGELA | Mulide | Refrigerator | PQS_refr | Vestfrost | VLS 026 RF Green Line |  | Solar | 2020 | Functioning well |  |  |  |  | CCE not to replace |  | CCEOP1 | 2023-01-31 | Sousa Ribe | PQS E003/091 | SDRF | 20 | 34.3 | 0 | 109.2 | 52 | 3 |  | 2035 | 0 | 0 | 0 | 0 | 0 | 0 |  |  |  | 0 | 0 | 0 | 0 | 0 | 0 | 109.2 | 109.2 | 109.2 | 109.2 | 109.2 | 546 | 52 | 52 | 52 | 52 | 52 | 260 | 943 |  | 0
0 | ZAMBÉZIA | SP | LUGELA | Mungulune | Refrigerator | PQS_refr | Vestfrost | VLS 026 RF Green Line |  | Solar | 2014 | Functioning well |  |  |  |  | CCE not to replace |  |  | 2023-01-31 | Sousa Ribe | PQS E003/091 | SDRF | 20 | 34.3 | 0 | 109.2 | 52 | 9 |  | 2029 | 0 | 0 | 0 | 0 | 1 | 1 |  |  |  | 0 | 0 | 0 | 0 | #N/A | #N/A | 109.2 | 109.2 | 109.2 | 109.2 | #N/A | #N/A | 52 | 52 | 52 | 52 | #N/A | #N/A | 944 |  | 0
0 | ZAMBÉZIA | SP | LUGELA | Munhamade | Refrigerator | PQS_refr | Vestfrost | VLS 404A AC |  | Electricity | 2019 | Functioning well |  |  |  |  | CCE not to replace |  |  | 2023-01-31 | Sousa Ribe | PQS E003/112 | ILR | 145 | 0 | 0 | 25.08 | 41.4 | 4 |  | 2034 | 0 | 0 | 0 | 0 | 0 | 0 |  |  |  | 0 | 0 | 0 | 0 | 0 | 0 | 25.08 | 25.08 | 25.08 | 25.08 | 25.08 | 125.4 | 41.4 | 41.4 | 41.4 | 41.4 | 41.4 | 207 | 945 |  | 0
0 | ZAMBÉZIA | SP | LUGELA | Namagoa | Refrigerator | PQS_refr | Vestfrost | VLS 026 RF Green Line |  | Solar | 2020 | Functioning well |  |  |  |  | CCE not to replace |  | CCEOP1 | 2023-01-31 | Sousa Ribe | PQS E003/091 | SDRF | 20 | 34.3 | 0 | 109.2 | 52 | 3 |  | 2035 | 0 | 0 | 0 | 0 | 0 | 0 |  |  |  | 0 | 0 | 0 | 0 | 0 | 0 | 109.2 | 109.2 | 109.2 | 109.2 | 109.2 | 546 | 52 | 52 | 52 | 52 | 52 | 260 | 946 |  | 0
0 | ZAMBÉZIA | SP | LUGELA | Phutine | Refrigerator | PQS_refr | Vestfrost | VLS 026 RF Green Line |  | Solar | 2020 | Functioning well |  |  |  |  | CCE not to replace |  | CCEOP1 | 2023-01-31 | Sousa Ribe | PQS E003/091 | SDRF | 20 | 34.3 | 0 | 109.2 | 52 | 3 |  | 2035 | 0 | 0 | 0 | 0 | 0 | 0 |  |  |  | 0 | 0 | 0 | 0 | 0 | 0 | 109.2 | 109.2 | 109.2 | 109.2 | 109.2 | 546 | 52 | 52 | 52 | 52 | 52 | 260 | 947 |  | 0
0 | ZAMBÉZIA | SP | LUGELA | Posto de Saúde de Mudedereia | Refrigerator | PQS_refr | Vestfrost | VLS 056 RF SDD |  | Solar | 2020 | Functioning well |  |  |  |  | CCE not to replace |  | CCEOP1 | 2023-01-31 | Sousa Ribe | PQS E003/092 | SDRF | 36 | 34.3 | 0 | 116.04 | 52 | 3 |  | 2035 | 0 | 0 | 0 | 0 | 0 | 0 |  |  |  | 0 | 0 | 0 | 0 | 0 | 0 | 116.04 | 116.04 | 116.04 | 116.04 | 116.04 | 580.2 | 52 | 52 | 52 | 52 | 52 | 260 | 948 |  | 0
0 | ZAMBÉZIA | SP | LUGELA | Posto de Saúde de Nigau | Refrigerator | PQS_refr | Vestfrost | VLS 404A AC |  | Electricity | 2019 | Functioning well |  |  |  |  | CCE not to replace |  |  | 2023-01-31 | Sousa Ribe | PQS E003/112 | ILR | 145 | 0 | 0 | 25.08 | 41.4 | 4 |  | 2034 | 0 | 0 | 0 | 0 | 0 | 0 |  |  |  | 0 | 0 | 0 | 0 | 0 | 0 | 25.08 | 25.08 | 25.08 | 25.08 | 25.08 | 125.4 | 41.4 | 41.4 | 41.4 | 41.4 | 41.4 | 207 | 949 |  | 0
0 | ZAMBÉZIA | SP | LUGELA | Posto de Saúde Mucubi | Refrigerator | PQS_refr | Vestfrost | VLS 056 RF SDD |  | Solar | 2019 | Functioning well |  |  |  |  | CCE not to replace |  |  | 2023-01-31 | Sousa Ribe | PQS E003/092 | SDRF | 36 | 34.3 | 0 | 116.04 | 52 | 4 |  | 2034 | 0 | 0 | 0 | 0 | 0 | 0 |  |  |  | 0 | 0 | 0 | 0 | 0 | 0 | 116.04 | 116.04 | 116.04 | 116.04 | 116.04 | 580.2 | 52 | 52 | 52 | 52 | 52 | 260 | 950 |  | 0
0 | ZAMBÉZIA | SP | LUGELA | Sede | Refrigerator | PQS_refr | Vestfrost | VLS 404A AC |  | Electricity | 2019 | Functioning well |  |  |  |  | CCE not to replace |  |  | 2023-01-31 | Sousa Ribe | PQS E003/112 | ILR | 145 | 0 | 0 | 25.08 | 41.4 | 4 |  | 2034 | 0 | 0 | 0 | 0 | 0 | 0 |  |  |  | 0 | 0 | 0 | 0 | 0 | 0 | 25.08 | 25.08 | 25.08 | 25.08 | 25.08 | 125.4 | 41.4 | 41.4 | 41.4 | 41.4 | 41.4 | 207 | 951 |  | 0
0 | ZAMBÉZIA | SP | LUGELA | Tacuane | Refrigerator | PQS_refr | Vestfrost | VLS 056 RF SDD |  | Solar | 2019 | Functioning well |  |  |  |  | CCE not to replace |  |  | 2023-01-31 | Sousa Ribe | PQS E003/092 | SDRF | 36 | 34.3 | 0 | 116.04 | 52 | 4 |  | 2034 | 0 | 0 | 0 | 0 | 0 | 0 |  |  |  | 0 | 0 | 0 | 0 | 0 | 0 | 116.04 | 116.04 | 116.04 | 116.04 | 116.04 | 580.2 | 52 | 52 | 52 | 52 | 52 | 260 | 952 |  | 0
0 | ZAMBÉZIA | LD | MOCUBA | Depósito D. MOCUBA "Intermediário" | WICR | WICFR | Porkka | WICR-20m3 |  | Electricity | 2020 | Functioning well |  |  |  |  | CCE not to replace |  |  | 2023-01-31 | Sousa Ribe | WICFR | WICR-20 | 5520 | 0 | 0 | 479 | 2486.4 | 3 |  | 2035 | 0 | 0 | 0 | 0 | 0 | 0 |  |  |  | 0 | 0 | 0 | 0 | 0 | 0 | 479 | 479 | 479 | 479 | 479 | 2395 | 2486.4 | 2486.4 | 2486.4 | 2486.4 | 2486.4 | 12432 | 953 |  | 0
0 | ZAMBÉZIA | LD | MOCUBA | Depósito D. MOCUBA "Intermediário" | Refrigerator | PQS_refr | Vestfrost | VLS 026 RF Green Line |  | Solar | 2020 | Functioning well |  |  |  |  | CCE not to replace |  | CCEOP1 | 2023-01-31 | Sousa Ribe | PQS E003/091 | SDRF | 20 | 34.3 | 0 | 109.2 | 52 | 3 |  | 2035 | 0 | 0 | 0 | 0 | 0 | 0 |  |  |  | 0 | 0 | 0 | 0 | 0 | 0 | 109.2 | 109.2 | 109.2 | 109.2 | 109.2 | 546 | 52 | 52 | 52 | 52 | 52 | 260 | 954 |  | 0
0 | ZAMBÉZIA | LD | MOCUBA | Depósito D. MOCUBA "Intermediário" | Refrigerator | PQS_refr | Vestfrost | MK 144 |  | Electricity | 2015 | Functioning well |  |  |  |  | CCE not to replace |  |  | 2023-01-31 | Sousa Ribe | PQS E003/022 | ILR | 48 | 0 | 0 | 14.736 | 138 | 8 |  | 2030 | 0 | 0 | 0 | 0 | 0 | 0 |  |  |  | 0 | 0 | 0 | 0 | 0 | 0 | 14.736 | 14.736 | 14.736 | 14.736 | 14.736 | 73.68 | 138 | 138 | 138 | 138 | 138 | 690 | 955 |  | 0
0 | ZAMBÉZIA | LD | MOCUBA | Depósito D. MOCUBA "Intermediário" | Refrigerator | PQS_refr | Vestfrost | VLS 026 RF Green Line |  | Solar | 2020 | Functioning well |  |  |  |  | CCE not to replace |  | CCEOP1 | 2023-01-31 | Sousa Ribe | PQS E003/091 | SDRF | 20 | 34.3 | 0 | 109.2 | 52 | 3 |  | 2035 | 0 | 0 | 0 | 0 | 0 | 0 |  |  |  | 0 | 0 | 0 | 0 | 0 | 0 | 109.2 | 109.2 | 109.2 | 109.2 | 109.2 | 546 | 52 | 52 | 52 | 52 | 52 | 260 | 956 |  | 0
0 | ZAMBÉZIA | LD | MOCUBA | Depósito D. MOCUBA "Intermediário" | Refrigerator | PQS_refr | Vestfrost | VLS 026 RF Green Line |  | Solar | 2020 | Functioning well |  |  |  |  | CCE not to replace |  | CCEOP1 | 2023-01-31 | Sousa Ribe | PQS E003/091 | SDRF | 20 | 34.3 | 0 | 109.2 | 52 | 3 |  | 2035 | 0 | 0 | 0 | 0 | 0 | 0 |  |  |  | 0 | 0 | 0 | 0 | 0 | 0 | 109.2 | 109.2 | 109.2 | 109.2 | 109.2 | 546 | 52 | 52 | 52 | 52 | 52 | 260 | 957 |  | 0
0 | ZAMBÉZIA | SP | MOCUBA | Caiave | Refrigerator | PQS_refr | Vestfrost | VLS 026 RF Green Line |  | Solar | 2020 | Functioning well |  |  |  |  | CCE not to replace |  | CCEOP1 | 2023-01-31 | Sousa Ribe | PQS E003/091 | SDRF | 20 | 34.3 | 0 | 109.2 | 52 | 3 |  | 2035 | 0 | 0 | 0 | 0 | 0 | 0 |  |  |  | 0 | 0 | 0 | 0 | 0 | 0 | 109.2 | 109.2 | 109.2 | 109.2 | 109.2 | 546 | 52 | 52 | 52 | 52 | 52 | 260 | 958 |  | 0
0 | ZAMBÉZIA | SP | MOCUBA | Centro de Saude Pedreira | Refrigerator | PQS_refr | Vestfrost | VLS 026 RF Green Line |  | Solar | 2020 | Functioning well |  |  |  |  | CCE not to replace |  | CCEOP1 | 2023-01-31 | Sousa Ribe | PQS E003/091 | SDRF | 20 | 34.3 | 0 | 109.2 | 52 | 3 |  | 2035 | 0 | 0 | 0 | 0 | 0 | 0 |  |  |  | 0 | 0 | 0 | 0 | 0 | 0 | 109.2 | 109.2 | 109.2 | 109.2 | 109.2 | 546 | 52 | 52 | 52 | 52 | 52 | 260 | 959 |  | 0
0 | ZAMBÉZIA | SP | MOCUBA | Chimbua | Refrigerator | PQS_refr | Vestfrost | VLS 026 RF Green Line |  | Solar | 2020 | Functioning well |  |  |  |  | CCE not to replace |  | CCEOP1 | 2023-01-31 | Sousa Ribe | PQS E003/091 | SDRF | 20 | 34.3 | 0 | 109.2 | 52 | 3 |  | 2035 | 0 | 0 | 0 | 0 | 0 | 0 |  |  |  | 0 | 0 | 0 | 0 | 0 | 0 | 109.2 | 109.2 | 109.2 | 109.2 | 109.2 | 546 | 52 | 52 | 52 | 52 | 52 | 260 | 960 |  | 0
0 | ZAMBÉZIA | SP | MOCUBA | CS Sede | Refrigerator | PQS_refr | Vestfrost | VLS 026 RF Green Line |  | Solar | 2020 | Not functional, for breakage |  |  |  |  | CCE to remove & replace | Damaged by cyclone | CCEOP1 | 2023-01-31 | Sousa Ribe | PQS E003/091 | SDRF | 20 | 34.3 | 0 | 109.2 | 52 | 3 | 2023 | 2023 | 1 | 0 | 0 | 0 | 0 | 1 |  |  |  | #N/A | 0 | 0 | 0 | 0 | #N/A | #N/A | #N/A | #N/A | #N/A | #N/A | #N/A | #N/A | #N/A | #N/A | #N/A | #N/A | #N/A | 961 |  | 0
0 | ZAMBÉZIA | SP | MOCUBA | Intome | Refrigerator | PQS_refr | Vestfrost | VLS 026 RF Green Line |  | Solar | 2020 | Not functional, for breakage |  |  |  |  | CCE to remove & replace | Damaged by cyclone | CCEOP1 | 2023-01-31 | Sousa Ribe | PQS E003/091 | SDRF | 20 | 34.3 | 0 | 109.2 | 52 | 3 | 2023 | 2023 | 1 | 0 | 0 | 0 | 0 | 1 |  |  |  | #N/A | 0 | 0 | 0 | 0 | #N/A | #N/A | #N/A | #N/A | #N/A | #N/A | #N/A | #N/A | #N/A | #N/A | #N/A | #N/A | #N/A | 962 |  | 0
0 | ZAMBÉZIA | SP | MOCUBA | Magogodo | Refrigerator | PQS_refr | Vestfrost | VLS 026 RF Green Line |  | Solar | 2020 | Not functional, for breakage |  |  |  |  | CCE to remove & replace | Damaged by cyclone | CCEOP1 | 2023-01-31 | Sousa Ribe | PQS E003/091 | SDRF | 20 | 34.3 | 0 | 109.2 | 52 | 3 | 2023 | 2023 | 1 | 0 | 0 | 0 | 0 | 1 |  |  |  | #N/A | 0 | 0 | 0 | 0 | #N/A | #N/A | #N/A | #N/A | #N/A | #N/A | #N/A | #N/A | #N/A | #N/A | #N/A | #N/A | #N/A | 963 |  | 0
0 | ZAMBÉZIA | SP | MOCUBA | Mataia | Refrigerator | PQS_refr | Vestfrost | VLS 026 RF Green Line |  | Solar | 2020 | Functioning well |  |  |  |  | CCE not to replace |  | CCEOP1 | 2023-01-31 | Sousa Ribe | PQS E003/091 | SDRF | 20 | 34.3 | 0 | 109.2 | 52 | 3 |  | 2035 | 0 | 0 | 0 | 0 | 0 | 0 |  |  |  | 0 | 0 | 0 | 0 | 0 | 0 | 109.2 | 109.2 | 109.2 | 109.2 | 109.2 | 546 | 52 | 52 | 52 | 52 | 52 | 260 | 964 |  | 0
0 | ZAMBÉZIA | SP | MOCUBA | Mocuba Sisal | Refrigerator | PQS_refr | Vestfrost | VLS 026 RF Green Line |  | Solar | 2020 | Functioning well |  |  |  |  | CCE not to replace |  | CCEOP1 | 2023-01-31 | Sousa Ribe | PQS E003/091 | SDRF | 20 | 34.3 | 0 | 109.2 | 52 | 3 |  | 2035 | 0 | 0 | 0 | 0 | 0 | 0 |  |  |  | 0 | 0 | 0 | 0 | 0 | 0 | 109.2 | 109.2 | 109.2 | 109.2 | 109.2 | 546 | 52 | 52 | 52 | 52 | 52 | 260 | 965 |  | 0
0 | ZAMBÉZIA | SP | MOCUBA | Moloe | Refrigerator | PQS_refr | Vestfrost | VLS 026 RF Green Line |  | Solar | 2020 | Not functional, for breakage |  |  |  |  | CCE to remove & replace | Damaged by cyclone | CCEOP1 | 2023-01-31 | Sousa Ribe | PQS E003/091 | SDRF | 20 | 34.3 | 0 | 109.2 | 52 | 3 | 2023 | 2023 | 1 | 0 | 0 | 0 | 0 | 1 |  |  |  | #N/A | 0 | 0 | 0 | 0 | #N/A | #N/A | #N/A | #N/A | #N/A | #N/A | #N/A | #N/A | #N/A | #N/A | #N/A | #N/A | #N/A | 966 |  | 0
0 | ZAMBÉZIA | SP | MOCUBA | Muanaco | Refrigerator | PQS_refr | Vestfrost | VLS 026 RF Green Line |  | Solar | 2020 | Not functional, for breakage |  |  |  |  | CCE to remove & replace | Damaged by cyclone | CCEOP1 | 2023-01-31 | Sousa Ribe | PQS E003/091 | SDRF | 20 | 34.3 | 0 | 109.2 | 52 | 3 | 2023 | 2023 | 1 | 0 | 0 | 0 | 0 | 1 |  |  |  | #N/A | 0 | 0 | 0 | 0 | #N/A | #N/A | #N/A | #N/A | #N/A | #N/A | #N/A | #N/A | #N/A | #N/A | #N/A | #N/A | #N/A | 967 |  | 0
0 | ZAMBÉZIA | SP | MOCUBA | Muaquiua | Refrigerator | PQS_refr | Vestfrost | VLS 026 RF Green Line |  | Solar | 2020 | Functioning well |  |  |  |  | CCE not to replace |  | CCEOP1 | 2023-01-31 | Sousa Ribe | PQS E003/091 | SDRF | 20 | 34.3 | 0 | 109.2 | 52 | 3 |  | 2035 | 0 | 0 | 0 | 0 | 0 | 0 |  |  |  | 0 | 0 | 0 | 0 | 0 | 0 | 109.2 | 109.2 | 109.2 | 109.2 | 109.2 | 546 | 52 | 52 | 52 | 52 | 52 | 260 | 968 |  | 0
0 | ZAMBÉZIA | SP | MOCUBA | Mugeba | Refrigerator | PQS_refr | Vestfrost | VLS 026 RF Green Line |  | Solar | 2020 | Functioning well |  |  |  |  | CCE not to replace |  | CCEOP1 | 2023-01-31 | Sousa Ribe | PQS E003/091 | SDRF | 20 | 34.3 | 0 | 109.2 | 52 | 3 |  | 2035 | 0 | 0 | 0 | 0 | 0 | 0 |  |  |  | 0 | 0 | 0 | 0 | 0 | 0 | 109.2 | 109.2 | 109.2 | 109.2 | 109.2 | 546 | 52 | 52 | 52 | 52 | 52 | 260 | 969 |  | 0
0 | ZAMBÉZIA | SP | MOCUBA | Munhiba | Refrigerator | PQS_refr | Vestfrost | VLS 404A AC |  | Electricity | 2020 | Functioning well |  |  |  |  | CCE not to replace |  | CCEOP1 | 2023-01-31 | Sousa Ribe | PQS E003/112 | ILR | 145 | 0 | 0 | 25.08 | 41.4 | 3 |  | 2035 | 0 | 0 | 0 | 0 | 0 | 0 |  |  |  | 0 | 0 | 0 | 0 | 0 | 0 | 25.08 | 25.08 | 25.08 | 25.08 | 25.08 | 125.4 | 41.4 | 41.4 | 41.4 | 41.4 | 41.4 | 207 | 970 |  | 0
0 | ZAMBÉZIA | SP | MOCUBA | Namabida | Refrigerator | PQS_refr | Vestfrost | VLS 056 RF SDD |  | Solar | 2019 | Functioning well |  |  |  |  | CCE not to replace |  |  | 2023-01-31 | Sousa Ribe | PQS E003/092 | SDRF | 36 | 34.3 | 0 | 116.04 | 52 | 4 |  | 2034 | 0 | 0 | 0 | 0 | 0 | 0 |  |  |  | 0 | 0 | 0 | 0 | 0 | 0 | 116.04 | 116.04 | 116.04 | 116.04 | 116.04 | 580.2 | 52 | 52 | 52 | 52 | 52 | 260 | 971 |  | 0
0 | ZAMBÉZIA | SP | MOCUBA | Namagoa | Refrigerator | PQS_refr | Vestfrost | VLS 056 RF SDD |  | Solar | 2019 | Functioning well |  |  |  |  | CCE not to replace |  |  | 2023-01-31 | Sousa Ribe | PQS E003/092 | SDRF | 36 | 34.3 | 0 | 116.04 | 52 | 4 |  | 2034 | 0 | 0 | 0 | 0 | 0 | 0 |  |  |  | 0 | 0 | 0 | 0 | 0 | 0 | 116.04 | 116.04 | 116.04 | 116.04 | 116.04 | 580.2 | 52 | 52 | 52 | 52 | 52 | 260 | 972 |  | 0
0 | ZAMBÉZIA | SP | MOCUBA | Namanjavira | Refrigerator | PQS_refr | Vestfrost | VLS 056 RF SDD |  | Solar | 2022 | Functioning well |  |  |  |  | CCE not to replace |  | CCEOP1 | 2023-01-31 | Sousa Ribe | PQS E003/092 | SDRF | 36 | 34.3 | 0 | 116.04 | 52 | 1 |  | 2037 | 0 | 0 | 0 | 0 | 0 | 0 |  |  |  | 0 | 0 | 0 | 0 | 0 | 0 | 116.04 | 116.04 | 116.04 | 116.04 | 116.04 | 580.2 | 52 | 52 | 52 | 52 | 52 | 260 | 973 |  | 0
0 | ZAMBÉZIA | SP | MOCUBA | Nhaluanda | Refrigerator | PQS_refr | Vestfrost | VLS 056 RF SDD |  | Solar | 2022 | Functioning well |  |  |  |  | CCE not to replace |  | CCEOP1 | 2023-01-31 | Sousa Ribe | PQS E003/092 | SDRF | 36 | 34.3 | 0 | 116.04 | 52 | 1 |  | 2037 | 0 | 0 | 0 | 0 | 0 | 0 |  |  |  | 0 | 0 | 0 | 0 | 0 | 0 | 116.04 | 116.04 | 116.04 | 116.04 | 116.04 | 580.2 | 52 | 52 | 52 | 52 | 52 | 260 | 974 |  | 0
0 | ZAMBÉZIA | SP | MOCUBA | Padre Usera | Refrigerator | PQS_refr | Vestfrost | VLS 056 RF SDD |  | Solar | 2022 | Functioning well |  |  |  |  | CCE not to replace |  | CCEOP1 | 2023-01-31 | Sousa Ribe | PQS E003/092 | SDRF | 36 | 34.3 | 0 | 116.04 | 52 | 1 |  | 2037 | 0 | 0 | 0 | 0 | 0 | 0 |  |  |  | 0 | 0 | 0 | 0 | 0 | 0 | 116.04 | 116.04 | 116.04 | 116.04 | 116.04 | 580.2 | 52 | 52 | 52 | 52 | 52 | 260 | 975 |  | 0
0 | ZAMBÉZIA | SP | MOCUBA | S. Machel | Refrigerator | PQS_refr | Vestfrost | VLS 026 RF Green Line |  | Solar | 2020 | Functioning well |  |  |  |  | CCE not to replace |  | CCEOP1 | 2023-01-31 | Sousa Ribe | PQS E003/091 | SDRF | 20 | 34.3 | 0 | 109.2 | 52 | 3 |  | 2035 | 0 | 0 | 0 | 0 | 0 | 0 |  |  |  | 0 | 0 | 0 | 0 | 0 | 0 | 109.2 | 109.2 | 109.2 | 109.2 | 109.2 | 546 | 52 | 52 | 52 | 52 | 52 | 260 | 976 |  | 0
0 | ZAMBÉZIA | SP | MOCUBA | S. Machel | Refrigerator | PQS_refr | Vestfrost | VLS 026 RF Green Line |  | Solar | 2014 | Functioning well |  |  |  |  | CCE not to replace |  |  | 2023-01-31 | Sousa Ribe | PQS E003/091 | SDRF | 20 | 34.3 | 0 | 109.2 | 52 | 9 |  | 2029 | 0 | 0 | 0 | 0 | 1 | 1 |  |  |  | 0 | 0 | 0 | 0 | #N/A | #N/A | 109.2 | 109.2 | 109.2 | 109.2 | #N/A | #N/A | 52 | 52 | 52 | 52 | #N/A | #N/A | 977 |  | 0
0 | ZAMBÉZIA | LD | MORRUMBALA | Depósito D. MORRUMBALA | Refrigerator | PQS_refr | Vestfrost | VLS 026 RF Green Line |  | Solar | 2014 | Functioning well |  |  |  |  | CCE not to replace |  |  | 2023-01-31 | Sousa Ribe | PQS E003/091 | SDRF | 20 | 34.3 | 0 | 109.2 | 52 | 9 |  | 2029 | 0 | 0 | 0 | 0 | 1 | 1 |  |  |  | 0 | 0 | 0 | 0 | #N/A | #N/A | 109.2 | 109.2 | 109.2 | 109.2 | #N/A | #N/A | 52 | 52 | 52 | 52 | #N/A | #N/A | 978 |  | 0
0 | ZAMBÉZIA | LD | MORRUMBALA | Depósito D. MORRUMBALA | Refrigerator | PQS_refr | Vestfrost | VLS 056 RF SDD |  | Solar | 2015 | Functioning well |  |  |  |  | CCE not to replace |  |  | 2023-01-31 | Sousa Ribe | PQS E003/092 | SDRF | 36 | 34.3 | 0 | 116.04 | 52 | 8 |  | 2030 | 0 | 0 | 0 | 0 | 0 | 0 |  |  |  | 0 | 0 | 0 | 0 | 0 | 0 | 116.04 | 116.04 | 116.04 | 116.04 | 116.04 | 580.2 | 52 | 52 | 52 | 52 | 52 | 260 | 979 |  | 0
0 | ZAMBÉZIA | LD | MORRUMBALA | Depósito D. MORRUMBALA | Refrigerator | PQS_refr | Vestfrost | VLS 056 RF SDD |  | Solar | 2015 | Functioning well |  |  |  |  | CCE not to replace |  |  | 2023-01-31 | Sousa Ribe | PQS E003/092 | SDRF | 36 | 34.3 | 0 | 116.04 | 52 | 8 |  | 2030 | 0 | 0 | 0 | 0 | 0 | 0 |  |  |  | 0 | 0 | 0 | 0 | 0 | 0 | 116.04 | 116.04 | 116.04 | 116.04 | 116.04 | 580.2 | 52 | 52 | 52 | 52 | 52 | 260 | 980 |  | 0
0 | ZAMBÉZIA | LD | MORRUMBALA | Depósito D. MORRUMBALA | Refrigerator | PQS_refr | Vestfrost | VLS 056 RF SDD |  | Solar | 2015 | Functioning well |  |  |  |  | CCE not to replace |  |  | 2023-01-31 | Sousa Ribe | PQS E003/092 | SDRF | 36 | 34.3 | 0 | 116.04 | 52 | 8 |  | 2030 | 0 | 0 | 0 | 0 | 0 | 0 |  |  |  | 0 | 0 | 0 | 0 | 0 | 0 | 116.04 | 116.04 | 116.04 | 116.04 | 116.04 | 580.2 | 52 | 52 | 52 | 52 | 52 | 260 | 981 |  | 0
0 | ZAMBÉZIA | LD | MORRUMBALA | Depósito D. MORRUMBALA | Refrigerator | PQS_refr | Vestfrost | VLS 056 RF SDD |  | Solar | 2015 | Functioning well |  |  |  |  | CCE not to replace |  |  | 2023-01-31 | Sousa Ribe | PQS E003/092 | SDRF | 36 | 34.3 | 0 | 116.04 | 52 | 8 |  | 2030 | 0 | 0 | 0 | 0 | 0 | 0 |  |  |  | 0 | 0 | 0 | 0 | 0 | 0 | 116.04 | 116.04 | 116.04 | 116.04 | 116.04 | 580.2 | 52 | 52 | 52 | 52 | 52 | 260 | 982 |  | 0
0 | ZAMBÉZIA | SP | MORRUMBALA | Centro de saude de Sabe | Refrigerator | PQS_refr | Vestfrost | VLS 056 RF SDD |  | Solar | 2015 | Functioning well |  |  |  |  | CCE not to replace |  |  | 2023-01-31 | Sousa Ribe | PQS E003/092 | SDRF | 36 | 34.3 | 0 | 116.04 | 52 | 8 |  | 2030 | 0 | 0 | 0 | 0 | 0 | 0 |  |  |  | 0 | 0 | 0 | 0 | 0 | 0 | 116.04 | 116.04 | 116.04 | 116.04 | 116.04 | 580.2 | 52 | 52 | 52 | 52 | 52 | 260 | 983 |  | 0
0 | ZAMBÉZIA | SP | MORRUMBALA | Centro de saude de Sabe | Refrigerator | PQS_refr | Vestfrost | VLS 056 RF SDD |  | Solar | 2015 | Functioning well |  |  |  |  | CCE not to replace |  |  | 2023-01-31 | Sousa Ribe | PQS E003/092 | SDRF | 36 | 34.3 | 0 | 116.04 | 52 | 8 |  | 2030 | 0 | 0 | 0 | 0 | 0 | 0 |  |  |  | 0 | 0 | 0 | 0 | 0 | 0 | 116.04 | 116.04 | 116.04 | 116.04 | 116.04 | 580.2 | 52 | 52 | 52 | 52 | 52 | 260 | 984 |  | 0
0 | ZAMBÉZIA | SP | MORRUMBALA | Chilomo | Refrigerator | PQS_refr | Vestfrost | VLS 056 RF SDD |  | Solar | 2015 | Functioning well |  |  |  |  | CCE not to replace |  |  | 2023-01-31 | Sousa Ribe | PQS E003/092 | SDRF | 36 | 34.3 | 0 | 116.04 | 52 | 8 |  | 2030 | 0 | 0 | 0 | 0 | 0 | 0 |  |  |  | 0 | 0 | 0 | 0 | 0 | 0 | 116.04 | 116.04 | 116.04 | 116.04 | 116.04 | 580.2 | 52 | 52 | 52 | 52 | 52 | 260 | 985 |  | 0
0 | ZAMBÉZIA | SP | MORRUMBALA | Chire | Refrigerator | PQS_refr | Vestfrost | VLS 056 RF SDD |  | Solar | 2015 | Functioning well |  |  |  |  | CCE not to replace |  |  | 2023-01-31 | Sousa Ribe | PQS E003/092 | SDRF | 36 | 34.3 | 0 | 116.04 | 52 | 8 |  | 2030 | 0 | 0 | 0 | 0 | 0 | 0 |  |  |  | 0 | 0 | 0 | 0 | 0 | 0 | 116.04 | 116.04 | 116.04 | 116.04 | 116.04 | 580.2 | 52 | 52 | 52 | 52 | 52 | 260 | 986 |  | 0
0 | ZAMBÉZIA | SP | MORRUMBALA | Cumbapo | Refrigerator | PQS_refr | Vestfrost | VLS 056 RF SDD |  | Solar | 2015 | Functioning well |  |  |  |  | CCE not to replace |  |  | 2023-01-31 | Sousa Ribe | PQS E003/092 | SDRF | 36 | 34.3 | 0 | 116.04 | 52 | 8 |  | 2030 | 0 | 0 | 0 | 0 | 0 | 0 |  |  |  | 0 | 0 | 0 | 0 | 0 | 0 | 116.04 | 116.04 | 116.04 | 116.04 | 116.04 | 580.2 | 52 | 52 | 52 | 52 | 52 | 260 | 987 |  | 0
0 | ZAMBÉZIA | SP | MORRUMBALA | Djasse | Refrigerator | PQS_refr | Vestfrost | VLS 056 RF SDD |  | Solar | 2015 | Functioning well |  |  |  |  | CCE not to replace |  |  | 2023-01-31 | Sousa Ribe | PQS E003/092 | SDRF | 36 | 34.3 | 0 | 116.04 | 52 | 8 |  | 2030 | 0 | 0 | 0 | 0 | 0 | 0 |  |  |  | 0 | 0 | 0 | 0 | 0 | 0 | 116.04 | 116.04 | 116.04 | 116.04 | 116.04 | 580.2 | 52 | 52 | 52 | 52 | 52 | 260 | 988 |  | 0
0 | ZAMBÉZIA | SP | MORRUMBALA | Fabrica | Refrigerator | PQS_refr | Vestfrost | VLS 056 RF SDD |  | Solar | 2015 | Functioning well |  |  |  |  | CCE not to replace |  |  | 2023-01-31 | Sousa Ribe | PQS E003/092 | SDRF | 36 | 34.3 | 0 | 116.04 | 52 | 8 |  | 2030 | 0 | 0 | 0 | 0 | 0 | 0 |  |  |  | 0 | 0 | 0 | 0 | 0 | 0 | 116.04 | 116.04 | 116.04 | 116.04 | 116.04 | 580.2 | 52 | 52 | 52 | 52 | 52 | 260 | 989 |  | 0
0 | ZAMBÉZIA | SP | MORRUMBALA | Gaute | Refrigerator | PQS_refr | Vestfrost | VLS 056 RF SDD |  | Solar | 2015 | Functioning well |  |  |  |  | CCE not to replace |  |  | 2023-01-31 | Sousa Ribe | PQS E003/092 | SDRF | 36 | 34.3 | 0 | 116.04 | 52 | 8 |  | 2030 | 0 | 0 | 0 | 0 | 0 | 0 |  |  |  | 0 | 0 | 0 | 0 | 0 | 0 | 116.04 | 116.04 | 116.04 | 116.04 | 116.04 | 580.2 | 52 | 52 | 52 | 52 | 52 | 260 | 990 |  | 0
0 | ZAMBÉZIA | SP | MORRUMBALA | Gorro | Refrigerator | PQS_refr | Vestfrost | VLS 056 RF SDD |  | Solar | 2015 | Functioning well |  |  |  |  | CCE not to replace |  |  | 2023-01-31 | Sousa Ribe | PQS E003/092 | SDRF | 36 | 34.3 | 0 | 116.04 | 52 | 8 |  | 2030 | 0 | 0 | 0 | 0 | 0 | 0 |  |  |  | 0 | 0 | 0 | 0 | 0 | 0 | 116.04 | 116.04 | 116.04 | 116.04 | 116.04 | 580.2 | 52 | 52 | 52 | 52 | 52 | 260 | 991 |  | 0
0 | ZAMBÉZIA | SP | MORRUMBALA | Mecaula | Refrigerator | PQS_refr | Vestfrost | VLS 056 RF SDD |  | Solar | 2015 | Functioning well |  |  |  |  | CCE not to replace |  |  | 2023-01-31 | Sousa Ribe | PQS E003/092 | SDRF | 36 | 34.3 | 0 | 116.04 | 52 | 8 |  | 2030 | 0 | 0 | 0 | 0 | 0 | 0 |  |  |  | 0 | 0 | 0 | 0 | 0 | 0 | 116.04 | 116.04 | 116.04 | 116.04 | 116.04 | 580.2 | 52 | 52 | 52 | 52 | 52 | 260 | 992 |  | 0
0 | ZAMBÉZIA | SP | MORRUMBALA | Megaza | Refrigerator | PQS_refr | Vestfrost | VLS 056 RF SDD |  | Solar | 2015 | Functioning well |  |  |  |  | CCE not to replace |  |  | 2023-01-31 | Sousa Ribe | PQS E003/092 | SDRF | 36 | 34.3 | 0 | 116.04 | 52 | 8 |  | 2030 | 0 | 0 | 0 | 0 | 0 | 0 |  |  |  | 0 | 0 | 0 | 0 | 0 | 0 | 116.04 | 116.04 | 116.04 | 116.04 | 116.04 | 580.2 | 52 | 52 | 52 | 52 | 52 | 260 | 993 |  | 0
0 | ZAMBÉZIA | SP | MORRUMBALA | Mepinha | Refrigerator | PQS_refr | Vestfrost | VLS 056 RF SDD |  | Solar | 2015 | Functioning well |  |  |  |  | CCE not to replace |  |  | 2023-01-31 | Sousa Ribe | PQS E003/092 | SDRF | 36 | 34.3 | 0 | 116.04 | 52 | 8 |  | 2030 | 0 | 0 | 0 | 0 | 0 | 0 |  |  |  | 0 | 0 | 0 | 0 | 0 | 0 | 116.04 | 116.04 | 116.04 | 116.04 | 116.04 | 580.2 | 52 | 52 | 52 | 52 | 52 | 260 | 994 |  | 0
0 | ZAMBÉZIA | SP | MORRUMBALA | Muandiua | Refrigerator | PQS_refr | Vestfrost | VLS 056 RF SDD |  | Solar | 2015 | Functioning well |  |  |  |  | CCE not to replace |  |  | 2023-01-31 | Sousa Ribe | PQS E003/092 | SDRF | 36 | 34.3 | 0 | 116.04 | 52 | 8 |  | 2030 | 0 | 0 | 0 | 0 | 0 | 0 |  |  |  | 0 | 0 | 0 | 0 | 0 | 0 | 116.04 | 116.04 | 116.04 | 116.04 | 116.04 | 580.2 | 52 | 52 | 52 | 52 | 52 | 260 | 995 |  | 0
0 | ZAMBÉZIA | SP | MORRUMBALA | Muera | Refrigerator | PQS_refr | Vestfrost | VLS 056 RF SDD |  | Solar | 2015 | Functioning well |  |  |  |  | CCE not to replace |  |  | 2023-01-31 | Sousa Ribe | PQS E003/092 | SDRF | 36 | 34.3 | 0 | 116.04 | 52 | 8 |  | 2030 | 0 | 0 | 0 | 0 | 0 | 0 |  |  |  | 0 | 0 | 0 | 0 | 0 | 0 | 116.04 | 116.04 | 116.04 | 116.04 | 116.04 | 580.2 | 52 | 52 | 52 | 52 | 52 | 260 | 996 |  | 0
0 | ZAMBÉZIA | SP | MORRUMBALA | Murerremba | Refrigerator | PQS_refr | Vestfrost | VLS 056 RF SDD |  | Solar | 2015 | Functioning well |  |  |  |  | CCE not to replace |  |  | 2023-01-31 | Sousa Ribe | PQS E003/092 | SDRF | 36 | 34.3 | 0 | 116.04 | 52 | 8 |  | 2030 | 0 | 0 | 0 | 0 | 0 | 0 |  |  |  | 0 | 0 | 0 | 0 | 0 | 0 | 116.04 | 116.04 | 116.04 | 116.04 | 116.04 | 580.2 | 52 | 52 | 52 | 52 | 52 | 260 | 997 |  | 0
0 | ZAMBÉZIA | SP | MORRUMBALA | Pinda | Refrigerator | PQS_refr | Vestfrost | VLS 056 RF SDD |  | Solar | 2015 | Functioning well |  |  |  |  | CCE not to replace |  |  | 2023-01-31 | Sousa Ribe | PQS E003/092 | SDRF | 36 | 34.3 | 0 | 116.04 | 52 | 8 |  | 2030 | 0 | 0 | 0 | 0 | 0 | 0 |  |  |  | 0 | 0 | 0 | 0 | 0 | 0 | 116.04 | 116.04 | 116.04 | 116.04 | 116.04 | 580.2 | 52 | 52 | 52 | 52 | 52 | 260 | 998 |  | 0
0 | ZAMBÉZIA | SP | MORRUMBALA | Pinda | Refrigerator | PQS_refr | Vestfrost | VLS 056 RF SDD |  | Solar | 2015 | Functioning well |  |  |  |  | CCE not to replace |  |  | 2023-01-31 | Sousa Ribe | PQS E003/092 | SDRF | 36 | 34.3 | 0 | 116.04 | 52 | 8 |  | 2030 | 0 | 0 | 0 | 0 | 0 | 0 |  |  |  | 0 | 0 | 0 | 0 | 0 | 0 | 116.04 | 116.04 | 116.04 | 116.04 | 116.04 | 580.2 | 52 | 52 | 52 | 52 | 52 | 260 | 999 |  | 0
0 | ZAMBÉZIA | SP | MORRUMBALA | Pinda | Refrigerator | PQS_refr | Vestfrost | VLS 056 RF SDD |  | Solar | 2015 | Functioning well |  |  |  |  | CCE not to replace |  |  | 2023-01-31 | Sousa Ribe | PQS E003/092 | SDRF | 36 | 34.3 | 0 | 116.04 | 52 | 8 |  | 2030 | 0 | 0 | 0 | 0 | 0 | 0 |  |  |  | 0 | 0 | 0 | 0 | 0 | 0 | 116.04 | 116.04 | 116.04 | 116.04 | 116.04 | 580.2 | 52 | 52 | 52 | 52 | 52 | 260 | 1000 |  | 0
0 | ZAMBÉZIA | SP | MORRUMBALA | Reis | Refrigerator | PQS_refr | Vestfrost | VLS 056 RF SDD |  | Solar | 2015 | Functioning well |  |  |  |  | CCE not to replace |  |  | 2023-01-31 | Sousa Ribe | PQS E003/092 | SDRF | 36 | 34.3 | 0 | 116.04 | 52 | 8 |  | 2030 | 0 | 0 | 0 | 0 | 0 | 0 |  |  |  | 0 | 0 | 0 | 0 | 0 | 0 | 116.04 | 116.04 | 116.04 | 116.04 | 116.04 | 580.2 | 52 | 52 | 52 | 52 | 52 | 260 | 1001 |  | 0
0 | ZAMBÉZIA | SP | MORRUMBALA | Reis | Refrigerator | PQS_refr | Vestfrost | VLS 056 RF SDD |  | Solar | 2015 | Functioning well |  |  |  |  | CCE not to replace |  |  | 2023-01-31 | Sousa Ribe | PQS E003/092 | SDRF | 36 | 34.3 | 0 | 116.04 | 52 | 8 |  | 2030 | 0 | 0 | 0 | 0 | 0 | 0 |  |  |  | 0 | 0 | 0 | 0 | 0 | 0 | 116.04 | 116.04 | 116.04 | 116.04 | 116.04 | 580.2 | 52 | 52 | 52 | 52 | 52 | 260 | 1002 |  | 0
0 | ZAMBÉZIA | LD | MOLEVALA | Depósito D. MOLEVALA | Refrigerator | PQS_refr | Vestfrost | VLS 056 RF SDD |  | Solar | 2015 | Functioning well |  |  |  |  | CCE not to replace |  |  | 2023-01-31 | Sousa Ribe | PQS E003/092 | SDRF | 36 | 34.3 | 0 | 116.04 | 52 | 8 |  | 2030 | 0 | 0 | 0 | 0 | 0 | 0 |  |  |  | 0 | 0 | 0 | 0 | 0 | 0 | 116.04 | 116.04 | 116.04 | 116.04 | 116.04 | 580.2 | 52 | 52 | 52 | 52 | 52 | 260 | 1003 |  | 0
0 | ZAMBÉZIA | LD | MOLEVALA | Depósito D. MOLEVALA | Refrigerator | PQS_refr | Vestfrost | VLS 056 RF SDD |  | Solar | 2015 | Functioning well |  |  |  |  | CCE not to replace |  |  | 2023-01-31 | Sousa Ribe | PQS E003/092 | SDRF | 36 | 34.3 | 0 | 116.04 | 52 | 8 |  | 2030 | 0 | 0 | 0 | 0 | 0 | 0 |  |  |  | 0 | 0 | 0 | 0 | 0 | 0 | 116.04 | 116.04 | 116.04 | 116.04 | 116.04 | 580.2 | 52 | 52 | 52 | 52 | 52 | 260 | 1004 |  | 0
0 | ZAMBÉZIA | LD | MOLEVALA | Depósito D. MOLEVALA | Refrigerator | PQS_refr | Vestfrost | VLS 056 RF SDD |  | Solar | 2015 | Functioning well |  |  |  |  | CCE not to replace |  |  | 2023-01-31 | Sousa Ribe | PQS E003/092 | SDRF | 36 | 34.3 | 0 | 116.04 | 52 | 8 |  | 2030 | 0 | 0 | 0 | 0 | 0 | 0 |  |  |  | 0 | 0 | 0 | 0 | 0 | 0 | 116.04 | 116.04 | 116.04 | 116.04 | 116.04 | 580.2 | 52 | 52 | 52 | 52 | 52 | 260 | 1005 |  | 0
0 | ZAMBÉZIA | SP | MOLEVALA | Marrupino | Refrigerator | PQS_refr | Vestfrost | VLS 056 RF SDD |  | Solar | 2015 | Functioning well |  |  |  |  | CCE not to replace |  |  | 2023-01-31 | Sousa Ribe | PQS E003/092 | SDRF | 36 | 34.3 | 0 | 116.04 | 52 | 8 |  | 2030 | 0 | 0 | 0 | 0 | 0 | 0 |  |  |  | 0 | 0 | 0 | 0 | 0 | 0 | 116.04 | 116.04 | 116.04 | 116.04 | 116.04 | 580.2 | 52 | 52 | 52 | 52 | 52 | 260 | 1006 |  | 0
0 | ZAMBÉZIA | SP | MOLEVALA | Mulevala | Refrigerator | PQS_refr | Vestfrost | VLS 056 RF SDD |  | Solar | 2015 | Functioning well |  |  |  |  | CCE not to replace |  |  | 2023-01-31 | Sousa Ribe | PQS E003/092 | SDRF | 36 | 34.3 | 0 | 116.04 | 52 | 8 |  | 2030 | 0 | 0 | 0 | 0 | 0 | 0 |  |  |  | 0 | 0 | 0 | 0 | 0 | 0 | 116.04 | 116.04 | 116.04 | 116.04 | 116.04 | 580.2 | 52 | 52 | 52 | 52 | 52 | 260 | 1007 |  | 0
0 | ZAMBÉZIA | SP | MOLEVALA | Murua | Refrigerator | PQS_refr | Vestfrost | VLS 056 RF SDD |  | Solar | 2015 | Functioning well |  |  |  |  | CCE not to replace |  |  | 2023-01-31 | Sousa Ribe | PQS E003/092 | SDRF | 36 | 34.3 | 0 | 116.04 | 52 | 8 |  | 2030 | 0 | 0 | 0 | 0 | 0 | 0 |  |  |  | 0 | 0 | 0 | 0 | 0 | 0 | 116.04 | 116.04 | 116.04 | 116.04 | 116.04 | 580.2 | 52 | 52 | 52 | 52 | 52 | 260 | 1008 |  | 0
0 | ZAMBÉZIA | SP | MOLEVALA | Tebo | Refrigerator | PQS_refr | Vestfrost | VLS 056 RF SDD |  | Solar | 2015 | Functioning well |  |  |  |  | CCE not to replace |  |  | 2023-01-31 | Sousa Ribe | PQS E003/092 | SDRF | 36 | 34.3 | 0 | 116.04 | 52 | 8 |  | 2030 | 0 | 0 | 0 | 0 | 0 | 0 |  |  |  | 0 | 0 | 0 | 0 | 0 | 0 | 116.04 | 116.04 | 116.04 | 116.04 | 116.04 | 580.2 | 52 | 52 | 52 | 52 | 52 | 260 | 1009 |  | 0
0 | ZAMBÉZIA | LD | MOPEIA | Depósito D. MOPEIA "Intermediário" | WICR | WICFR | Porkka | WICR-20m3 |  | Electricity | 2023 | Functioning well |  |  |  |  | CCE not to replace |  |  | 2023-01-31 | Sousa Ribe | WICFR | WICR-20 | 5520 | 0 | 0 | 479 | 2486.4 | 0 |  | 2038 | 0 | 0 | 0 | 0 | 0 | 0 |  |  |  | 0 | 0 | 0 | 0 | 0 | 0 | 479 | 479 | 479 | 479 | 479 | 2395 | 2486.4 | 2486.4 | 2486.4 | 2486.4 | 2486.4 | 12432 | 1010 |  | 0
0 | ZAMBÉZIA | LD | MOPEIA | Depósito D. MOPEIA "Intermediário" | Freezer | PQS_freezer | Vestfrost | MF 314 |  | Electricity | 2022 | Functioning well |  |  |  |  | CCE not to replace |  | CCEOP1 | 2023-01-31 | Sousa Ribe | PQS E003/023 | VWPF | 0 | 281 | 0 | 13.752 | 253.8 | 1 |  | 2037 | 0 | 0 | 0 | 0 | 0 | 0 |  |  |  | 0 | 0 | 0 | 0 | 0 | 0 | 13.752 | 13.752 | 13.752 | 13.752 | 13.752 | 68.76 | 253.8 | 253.8 | 253.8 | 253.8 | 253.8 | 1269 | 1011 |  | 0
0 | ZAMBÉZIA | LD | MOPEIA | Depósito D. MOPEIA "Intermediário" | Refrigerator | PQS_refr | Vestfrost | MK 144 |  | Electricity | 2014 | Not functional, for breakage |  |  |  |  | CCE to remove & replace | Frequent breakdown-BER |  | 2023-01-31 | Sousa Ribe | PQS E003/022 | ILR | 48 | 0 | 0 | 14.736 | 138 | 9 | 2023 | 2023 | 1 | 0 | 0 | 0 | 0 | 1 |  |  |  | #N/A | 0 | 0 | 0 | 0 | #N/A | #N/A | #N/A | #N/A | #N/A | #N/A | #N/A | #N/A | #N/A | #N/A | #N/A | #N/A | #N/A | 1012 |  | 0
0 | ZAMBÉZIA | LD | MOPEIA | Depósito D. MOPEIA "Intermediário" | Refrigerator | PQS_refr | Vestfrost | MK 144 |  | Electricity | 2014 | Functioning well |  |  |  |  | CCE not to replace |  |  | 2023-01-31 | Sousa Ribe | PQS E003/022 | ILR | 48 | 0 | 0 | 14.736 | 138 | 9 |  | 2029 | 0 | 0 | 0 | 0 | 1 | 1 |  |  |  | 0 | 0 | 0 | 0 | #N/A | #N/A | 14.736 | 14.736 | 14.736 | 14.736 | #N/A | #N/A | 138 | 138 | 138 | 138 | #N/A | #N/A | 1013 |  | 0
0 | ZAMBÉZIA | LD | MOPEIA | Depósito D. MOPEIA "Intermediário" | Freezer | PQS_freezer | Vestfrost | MF 314 |  | Electricity | 2020 | Functioning well |  |  |  |  | CCE not to replace |  | CCEOP1 | 2023-01-31 | Sousa Ribe | PQS E003/023 | VWPF | 0 | 281 | 0 | 13.752 | 253.8 | 3 |  | 2035 | 0 | 0 | 0 | 0 | 0 | 0 |  |  |  | 0 | 0 | 0 | 0 | 0 | 0 | 13.752 | 13.752 | 13.752 | 13.752 | 13.752 | 68.76 | 253.8 | 253.8 | 253.8 | 253.8 | 253.8 | 1269 | 1014 |  | 0
0 | ZAMBÉZIA | SP | MOPEIA | Centro de Saude de Sangalaza | Refrigerator | PQS_refr | Vestfrost | MK 144 |  | Electricity | 2014 | Not functional, for breakage |  |  |  |  | CCE to remove & replace | Frequent breakdown-BER |  | 2023-01-31 | Sousa Ribe | PQS E003/022 | ILR | 48 | 0 | 0 | 14.736 | 138 | 9 | 2023 | 2023 | 1 | 0 | 0 | 0 | 0 | 1 |  |  |  | #N/A | 0 | 0 | 0 | 0 | #N/A | #N/A | #N/A | #N/A | #N/A | #N/A | #N/A | #N/A | #N/A | #N/A | #N/A | #N/A | #N/A | 1015 |  | 0
0 | ZAMBÉZIA | SP | MOPEIA | Centro de Saude de Sangalaza | Refrigerator | PQS_refr | Vestfrost | MK 144 |  | Electricity | 2014 | Not functional, for breakage |  |  |  |  | CCE to remove & replace | Frequent breakdown-BER |  | 2023-01-31 | Sousa Ribe | PQS E003/022 | ILR | 48 | 0 | 0 | 14.736 | 138 | 9 | 2023 | 2023 | 1 | 0 | 0 | 0 | 0 | 1 |  |  |  | #N/A | 0 | 0 | 0 | 0 | #N/A | #N/A | #N/A | #N/A | #N/A | #N/A | #N/A | #N/A | #N/A | #N/A | #N/A | #N/A | #N/A | 1016 |  | 0
0 | ZAMBÉZIA | SP | MOPEIA | Chimuara | Refrigerator | PQS_refr | Vestfrost | VLS 056 RF SDD |  | Solar | 2022 | Functioning well |  |  |  |  | CCE not to replace |  | CCEOP1 | 2023-01-31 | Sousa Ribe | PQS E003/092 | SDRF | 36 | 34.3 | 0 | 116.04 | 52 | 1 |  | 2037 | 0 | 0 | 0 | 0 | 0 | 0 |  |  |  | 0 | 0 | 0 | 0 | 0 | 0 | 116.04 | 116.04 | 116.04 | 116.04 | 116.04 | 580.2 | 52 | 52 | 52 | 52 | 52 | 260 | 1017 |  | 0
0 | ZAMBÉZIA | SP | MOPEIA | Chimuara | Refrigerator | PQS_refr | Vestfrost | VLS 056 RF SDD |  | Solar | 2022 | Functioning well |  |  |  |  | CCE not to replace |  | CCEOP1 | 2023-01-31 | Sousa Ribe | PQS E003/092 | SDRF | 36 | 34.3 | 0 | 116.04 | 52 | 1 |  | 2037 | 0 | 0 | 0 | 0 | 0 | 0 |  |  |  | 0 | 0 | 0 | 0 | 0 | 0 | 116.04 | 116.04 | 116.04 | 116.04 | 116.04 | 580.2 | 52 | 52 | 52 | 52 | 52 | 260 | 1018 |  | 0
0 | ZAMBÉZIA | SP | MOPEIA | Gulamo | Refrigerator | PQS_refr | Vestfrost | MK 304 |  | Electricity | 2014 | Not functional, for breakage |  |  |  |  | CCE to remove & replace | Frequent breakdown-BER |  | 2023-01-31 | Sousa Ribe | PQS E003/007 | ILR | 105 | 0 | 0 | 19.032 | 192 | 9 | 2023 | 2023 | 1 | 0 | 0 | 0 | 0 | 1 |  |  |  | #N/A | 0 | 0 | 0 | 0 | #N/A | #N/A | #N/A | #N/A | #N/A | #N/A | #N/A | #N/A | #N/A | #N/A | #N/A | #N/A | #N/A | 1019 |  | 0
0 | ZAMBÉZIA | SP | MOPEIA | Lua Lua | Refrigerator | PQS_refr | Vestfrost | MK 304 |  | Electricity | 2014 | Not functional, for breakage |  |  |  |  | CCE to remove & replace | Frequent breakdown-BER |  | 2023-01-31 | Sousa Ribe | PQS E003/007 | ILR | 105 | 0 | 0 | 19.032 | 192 | 9 | 2023 | 2023 | 1 | 0 | 0 | 0 | 0 | 1 |  |  |  | #N/A | 0 | 0 | 0 | 0 | #N/A | #N/A | #N/A | #N/A | #N/A | #N/A | #N/A | #N/A | #N/A | #N/A | #N/A | #N/A | #N/A | 1020 |  | 0
0 | ZAMBÉZIA | SP | MOPEIA | Mungane | Refrigerator | PQS_refr | Vestfrost | VLS 056 RF SDD |  | Solar | 2022 | Functioning well |  |  |  |  | CCE not to replace |  | CCEOP1 | 2023-01-31 | Sousa Ribe | PQS E003/092 | SDRF | 36 | 34.3 | 0 | 116.04 | 52 | 1 |  | 2037 | 0 | 0 | 0 | 0 | 0 | 0 |  |  |  | 0 | 0 | 0 | 0 | 0 | 0 | 116.04 | 116.04 | 116.04 | 116.04 | 116.04 | 580.2 | 52 | 52 | 52 | 52 | 52 | 260 | 1021 |  | 0
0 | ZAMBÉZIA | SP | MOPEIA | Nhacatundo | Refrigerator | PQS_refr | Vestfrost | VLS 056 RF SDD |  | Solar | 2022 | Functioning well |  |  |  |  | CCE not to replace |  | CCEOP1 | 2023-01-31 | Sousa Ribe | PQS E003/092 | SDRF | 36 | 34.3 | 0 | 116.04 | 52 | 1 |  | 2037 | 0 | 0 | 0 | 0 | 0 | 0 |  |  |  | 0 | 0 | 0 | 0 | 0 | 0 | 116.04 | 116.04 | 116.04 | 116.04 | 116.04 | 580.2 | 52 | 52 | 52 | 52 | 52 | 260 | 1022 |  | 0
0 | ZAMBÉZIA | SP | MOPEIA | Noere | Refrigerator | PQS_refr | Vestfrost | VLS 056 RF SDD |  | Solar | 2019 | Functioning well |  |  |  |  | CCE not to replace |  |  | 2023-01-31 | Sousa Ribe | PQS E003/092 | SDRF | 36 | 34.3 | 0 | 116.04 | 52 | 4 |  | 2034 | 0 | 0 | 0 | 0 | 0 | 0 |  |  |  | 0 | 0 | 0 | 0 | 0 | 0 | 116.04 | 116.04 | 116.04 | 116.04 | 116.04 | 580.2 | 52 | 52 | 52 | 52 | 52 | 260 | 1023 |  | 0
0 | ZAMBÉZIA | SP | MOPEIA | Nzanza | Refrigerator | PQS_refr | Vestfrost | VLS 056 RF SDD |  | Solar | 2019 | Functioning well |  |  |  |  | CCE not to replace |  |  | 2023-01-31 | Sousa Ribe | PQS E003/092 | SDRF | 36 | 34.3 | 0 | 116.04 | 52 | 4 |  | 2034 | 0 | 0 | 0 | 0 | 0 | 0 |  |  |  | 0 | 0 | 0 | 0 | 0 | 0 | 116.04 | 116.04 | 116.04 | 116.04 | 116.04 | 580.2 | 52 | 52 | 52 | 52 | 52 | 260 | 1024 |  | 0
0 | ZAMBÉZIA | SP | MOPEIA | Posto Campo | Refrigerator | PQS_refr | Vestfrost | VLS 056 RF SDD |  | Solar | 2019 | Functioning well |  |  |  |  | CCE not to replace |  |  | 2023-01-31 | Sousa Ribe | PQS E003/092 | SDRF | 36 | 34.3 | 0 | 116.04 | 52 | 4 |  | 2034 | 0 | 0 | 0 | 0 | 0 | 0 |  |  |  | 0 | 0 | 0 | 0 | 0 | 0 | 116.04 | 116.04 | 116.04 | 116.04 | 116.04 | 580.2 | 52 | 52 | 52 | 52 | 52 | 260 | 1025 |  | 0
0 | ZAMBÉZIA | SP | MOPEIA | Sede | Refrigerator | PQS_refr | Vestfrost | VLS 056 RF SDD |  | Solar | 2019 | Functioning well |  |  |  |  | CCE not to replace |  |  | 2023-01-31 | Sousa Ribe | PQS E003/092 | SDRF | 36 | 34.3 | 0 | 116.04 | 52 | 4 |  | 2034 | 0 | 0 | 0 | 0 | 0 | 0 |  |  |  | 0 | 0 | 0 | 0 | 0 | 0 | 116.04 | 116.04 | 116.04 | 116.04 | 116.04 | 580.2 | 52 | 52 | 52 | 52 | 52 | 260 | 1026 |  | 0
0 | ZAMBÉZIA | LD | INHASSUNGE | Depósito D. INHASSUNGE | Refrigerator | PQS_refr | Vestfrost | VLS 056 RF SDD |  | Solar | 2019 | Functioning well |  |  |  |  | CCE not to replace |  |  | 2023-01-31 | Sousa Ribe | PQS E003/092 | SDRF | 36 | 34.3 | 0 | 116.04 | 52 | 4 |  | 2034 | 0 | 0 | 0 | 0 | 0 | 0 |  |  |  | 0 | 0 | 0 | 0 | 0 | 0 | 116.04 | 116.04 | 116.04 | 116.04 | 116.04 | 580.2 | 52 | 52 | 52 | 52 | 52 | 260 | 1027 |  | 0
0 | ZAMBÉZIA | LD | INHASSUNGE | Depósito D. INHASSUNGE | Refrigerator | PQS_refr | Vestfrost | VLS 056 RF SDD |  | Solar | 2019 | Functioning well |  |  |  |  | CCE not to replace |  |  | 2023-01-31 | Sousa Ribe | PQS E003/092 | SDRF | 36 | 34.3 | 0 | 116.04 | 52 | 4 |  | 2034 | 0 | 0 | 0 | 0 | 0 | 0 |  |  |  | 0 | 0 | 0 | 0 | 0 | 0 | 116.04 | 116.04 | 116.04 | 116.04 | 116.04 | 580.2 | 52 | 52 | 52 | 52 | 52 | 260 | 1028 |  | 0
0 | ZAMBÉZIA | LD | INHASSUNGE | Depósito D. INHASSUNGE | Refrigerator | PQS_refr | Vestfrost | VLS 056 RF SDD |  | Solar | 2019 | Functioning well |  |  |  |  | CCE not to replace |  |  | 2023-01-31 | Sousa Ribe | PQS E003/092 | SDRF | 36 | 34.3 | 0 | 116.04 | 52 | 4 |  | 2034 | 0 | 0 | 0 | 0 | 0 | 0 |  |  |  | 0 | 0 | 0 | 0 | 0 | 0 | 116.04 | 116.04 | 116.04 | 116.04 | 116.04 | 580.2 | 52 | 52 | 52 | 52 | 52 | 260 | 1029 |  | 0
0 | ZAMBÉZIA | LD | INHASSUNGE | Depósito D. INHASSUNGE | Refrigerator | PQS_refr | Vestfrost | VLS 056 RF SDD |  | Solar | 2019 | Functioning well |  |  |  |  | CCE not to replace |  |  | 2023-01-31 | Sousa Ribe | PQS E003/092 | SDRF | 36 | 34.3 | 0 | 116.04 | 52 | 4 |  | 2034 | 0 | 0 | 0 | 0 | 0 | 0 |  |  |  | 0 | 0 | 0 | 0 | 0 | 0 | 116.04 | 116.04 | 116.04 | 116.04 | 116.04 | 580.2 | 52 | 52 | 52 | 52 | 52 | 260 | 1030 |  | 0
0 | ZAMBÉZIA | SP | INHASSUNGE | Chirimane | Refrigerator | PQS_refr | Vestfrost | VLS 056 RF SDD |  | Solar | 2019 | Functioning well |  |  |  |  | CCE not to replace |  |  | 2023-01-31 | Sousa Ribe | PQS E003/092 | SDRF | 36 | 34.3 | 0 | 116.04 | 52 | 4 |  | 2034 | 0 | 0 | 0 | 0 | 0 | 0 |  |  |  | 0 | 0 | 0 | 0 | 0 | 0 | 116.04 | 116.04 | 116.04 | 116.04 | 116.04 | 580.2 | 52 | 52 | 52 | 52 | 52 | 260 | 1031 |  | 0
0 | ZAMBÉZIA | SP | INHASSUNGE | Chirimane | Refrigerator | PQS_refr | Vestfrost | VLS 404A AC |  | Electricity | 2020 | Functioning well |  |  |  |  | CCE not to replace |  | CCEOP1 | 2023-01-31 | Sousa Ribe | PQS E003/112 | ILR | 145 | 0 | 0 | 25.08 | 41.4 | 3 |  | 2035 | 0 | 0 | 0 | 0 | 0 | 0 |  |  |  | 0 | 0 | 0 | 0 | 0 | 0 | 25.08 | 25.08 | 25.08 | 25.08 | 25.08 | 125.4 | 41.4 | 41.4 | 41.4 | 41.4 | 41.4 | 207 | 1032 |  | 0
0 | ZAMBÉZIA | SP | INHASSUNGE | Gonhane | Refrigerator | PQS_refr | Vestfrost | VLS 404A AC |  | Electricity | 2020 | Functioning well |  |  |  |  | CCE not to replace |  | CCEOP1 | 2023-01-31 | Sousa Ribe | PQS E003/112 | ILR | 145 | 0 | 0 | 25.08 | 41.4 | 3 |  | 2035 | 0 | 0 | 0 | 0 | 0 | 0 |  |  |  | 0 | 0 | 0 | 0 | 0 | 0 | 25.08 | 25.08 | 25.08 | 25.08 | 25.08 | 125.4 | 41.4 | 41.4 | 41.4 | 41.4 | 41.4 | 207 | 1033 |  | 0
0 | ZAMBÉZIA | SP | INHASSUNGE | Olinda | Refrigerator | PQS_refr | Vestfrost | VLS 054 SDD Greenline |  | Solar | 2020 | Functioning well |  |  |  |  | CCE not to replace |  | CCEOP1 | 2023-01-31 | Sousa Ribe | PQS E003/041 | SDR | 55.5 | 0 | 0 | 57.48 | 52 | 3 |  | 2035 | 0 | 0 | 0 | 0 | 0 | 0 |  |  |  | 0 | 0 | 0 | 0 | 0 | 0 | 57.48 | 57.48 | 57.48 | 57.48 | 57.48 | 287.4 | 52 | 52 | 52 | 52 | 52 | 260 | 1034 |  | 0
0 | ZAMBÉZIA | SP | INHASSUNGE | Phalane Mecula | Refrigerator | PQS_refr | Vestfrost | VLS 404A AC |  | Electricity | 2020 | Functioning well |  |  |  |  | CCE not to replace |  | CCEOP1 | 2023-01-31 | Sousa Ribe | PQS E003/112 | ILR | 145 | 0 | 0 | 25.08 | 41.4 | 3 |  | 2035 | 0 | 0 | 0 | 0 | 0 | 0 |  |  |  | 0 | 0 | 0 | 0 | 0 | 0 | 25.08 | 25.08 | 25.08 | 25.08 | 25.08 | 125.4 | 41.4 | 41.4 | 41.4 | 41.4 | 41.4 | 207 | 1035 |  | 0
0 | ZAMBÉZIA | SP | INHASSUNGE | Sede | Refrigerator | PQS_refr | Vestfrost | MK 304 |  | Electricity | 2021 | Functioning well |  |  |  |  | CCE not to replace |  |  | 2023-01-31 | Sousa Ribe | PQS E003/007 | ILR | 105 | 0 | 0 | 19.032 | 192 | 2 |  | 2036 | 0 | 0 | 0 | 0 | 0 | 0 |  |  |  | 0 | 0 | 0 | 0 | 0 | 0 | 19.032 | 19.032 | 19.032 | 19.032 | 19.032 | 95.16 | 192 | 192 | 192 | 192 | 192 | 960 | 1036 |  | 0
0 | ZAMBÉZIA | LD | NICOADALA | Depósito D. NICOADALA | Refrigerator | PQS_refr | Vestfrost | VLS 056 RF SDD |  | Solar | 2019 | Functioning well |  |  |  |  | CCE not to replace |  |  | 2023-01-31 | Sousa Ribe | PQS E003/092 | SDRF | 36 | 34.3 | 0 | 116.04 | 52 | 4 |  | 2034 | 0 | 0 | 0 | 0 | 0 | 0 |  |  |  | 0 | 0 | 0 | 0 | 0 | 0 | 116.04 | 116.04 | 116.04 | 116.04 | 116.04 | 580.2 | 52 | 52 | 52 | 52 | 52 | 260 | 1037 |  | 0
0 | ZAMBÉZIA | SP | NICOADALA | Amoro | Refrigerator | PQS_refr | Vestfrost | MK 304 |  | Electricity | 2021 | Functioning well |  |  |  |  | CCE not to replace |  |  | 2023-01-31 | Sousa Ribe | PQS E003/007 | ILR | 105 | 0 | 0 | 19.032 | 192 | 2 |  | 2036 | 0 | 0 | 0 | 0 | 0 | 0 |  |  |  | 0 | 0 | 0 | 0 | 0 | 0 | 19.032 | 19.032 | 19.032 | 19.032 | 19.032 | 95.16 | 192 | 192 | 192 | 192 | 192 | 960 | 1038 |  | 0
0 | ZAMBÉZIA | SP | NICOADALA | Domela | Refrigerator | PQS_refr | Vestfrost | VLS 056 RF SDD |  | Solar | 2019 | Functioning well |  |  |  |  | CCE not to replace |  |  | 2023-01-31 | Sousa Ribe | PQS E003/092 | SDRF | 36 | 34.3 | 0 | 116.04 | 52 | 4 |  | 2034 | 0 | 0 | 0 | 0 | 0 | 0 |  |  |  | 0 | 0 | 0 | 0 | 0 | 0 | 116.04 | 116.04 | 116.04 | 116.04 | 116.04 | 580.2 | 52 | 52 | 52 | 52 | 52 | 260 | 1039 |  | 0
0 | ZAMBÉZIA | SP | NICOADALA | Ilalane | Refrigerator | PQS_refr | Vestfrost | VLS 056 RF SDD |  | Solar | 2019 | Functioning well |  |  |  |  | CCE not to replace |  |  | 2023-01-31 | Sousa Ribe | PQS E003/092 | SDRF | 36 | 34.3 | 0 | 116.04 | 52 | 4 |  | 2034 | 0 | 0 | 0 | 0 | 0 | 0 |  |  |  | 0 | 0 | 0 | 0 | 0 | 0 | 116.04 | 116.04 | 116.04 | 116.04 | 116.04 | 580.2 | 52 | 52 | 52 | 52 | 52 | 260 | 1040 |  | 0
0 | ZAMBÉZIA | SP | NICOADALA | Licuar | Refrigerator | PQS_refr | Vestfrost | MKS 044 |  | Solar | 2015 | Not functional, for breakage |  |  |  |  | CCE to remove & replace | Frequent breakdown-BER |  | 2023-01-31 | Sousa Ribe | PQS E003/009 | SDR | 19.5 | 0 | 0 | 55.632 | 52 | 8 | 2023 | 2023 | 1 | 0 | 0 | 0 | 0 | 1 |  |  |  | #N/A | 0 | 0 | 0 | 0 | #N/A | #N/A | #N/A | #N/A | #N/A | #N/A | #N/A | #N/A | #N/A | #N/A | #N/A | #N/A | #N/A | 1041 |  | 0
0 | ZAMBÉZIA | SP | NICOADALA | Marrongane | Refrigerator | PQS_refr | Vestfrost | MKS 044 |  | Solar | 2015 | Not functional, for breakage |  |  |  |  | CCE to remove & replace | Frequent breakdown-BER |  | 2023-01-31 | Sousa Ribe | PQS E003/009 | SDR | 19.5 | 0 | 0 | 55.632 | 52 | 8 | 2023 | 2023 | 1 | 0 | 0 | 0 | 0 | 1 |  |  |  | #N/A | 0 | 0 | 0 | 0 | #N/A | #N/A | #N/A | #N/A | #N/A | #N/A | #N/A | #N/A | #N/A | #N/A | #N/A | #N/A | #N/A | 1042 |  | 0
0 | ZAMBÉZIA | SP | NICOADALA | Namacata | Refrigerator | PQS_refr | B Medical Systems Sarl (Dometic) | TCW 3000 AC |  | Electricity | 2021 | Functioning well |  |  |  |  | CCE not to replace |  |  | 2023-01-31 | Sousa Ribe | PQS E003/017 | ILRorF | 150 | 150 | 0 | 62.76 | 82.2 | 2 |  | 2036 | 0 | 0 | 0 | 0 | 0 | 0 |  |  |  | 0 | 0 | 0 | 0 | 0 | 0 | 62.76 | 62.76 | 62.76 | 62.76 | 62.76 | 313.8 | 82.2 | 82.2 | 82.2 | 82.2 | 82.2 | 411 | 1043 |  | 0
0 | ZAMBÉZIA | SP | NICOADALA | Quinta Girassol | Refrigerator | PQS_refr | B Medical Systems Sarl (Dometic) | TCW 3000 AC |  | Electricity | 2015 | Not functional, for breakage |  |  |  |  | CCE to remove & replace | Frequent breakdown-BER |  | 2023-01-31 | Sousa Ribe | PQS E003/017 | ILRorF | 150 | 150 | 0 | 62.76 | 82.2 | 8 | 2023 | 2023 | 1 | 0 | 0 | 0 | 0 | 1 |  |  |  | #N/A | 0 | 0 | 0 | 0 | #N/A | #N/A | #N/A | #N/A | #N/A | #N/A | #N/A | #N/A | #N/A | #N/A | #N/A | #N/A | #N/A | 1044 |  | 0
0 | ZAMBÉZIA | SP | NICOADALA | Sede | Refrigerator | PQS_refr | Vestfrost | MKS 044 |  | Solar | 2015 | Not functional, for breakage |  |  |  |  | CCE to remove & replace | Frequent breakdown-BER |  | 2023-01-31 | Sousa Ribe | PQS E003/009 | SDR | 19.5 | 0 | 0 | 55.632 | 52 | 8 | 2023 | 2023 | 1 | 0 | 0 | 0 | 0 | 1 |  |  |  | #N/A | 0 | 0 | 0 | 0 | #N/A | #N/A | #N/A | #N/A | #N/A | #N/A | #N/A | #N/A | #N/A | #N/A | #N/A | #N/A | #N/A | 1045 |  | 0
0 | ZAMBÉZIA | LD | LUABO | Depósito D. LUABO | Refrigerator | PQS_refr | Vestfrost | VLS 056 RF SDD |  | Solar | 2019 | Functioning well |  |  |  |  | CCE not to replace |  |  | 2023-01-31 | Sousa Ribe | PQS E003/092 | SDRF | 36 | 34.3 | 0 | 116.04 | 52 | 4 |  | 2034 | 0 | 0 | 0 | 0 | 0 | 0 |  |  |  | 0 | 0 | 0 | 0 | 0 | 0 | 116.04 | 116.04 | 116.04 | 116.04 | 116.04 | 580.2 | 52 | 52 | 52 | 52 | 52 | 260 | 1046 |  | 0
0 | ZAMBÉZIA | LD | LUABO | Depósito D. LUABO | Refrigerator | PQS_refr | Vestfrost | VLS 056 RF SDD |  | Solar | 2019 | Functioning well |  |  |  |  | CCE not to replace |  |  | 2023-01-31 | Sousa Ribe | PQS E003/092 | SDRF | 36 | 34.3 | 0 | 116.04 | 52 | 4 |  | 2034 | 0 | 0 | 0 | 0 | 0 | 0 |  |  |  | 0 | 0 | 0 | 0 | 0 | 0 | 116.04 | 116.04 | 116.04 | 116.04 | 116.04 | 580.2 | 52 | 52 | 52 | 52 | 52 | 260 | 1047 |  | 0
0 | ZAMBÉZIA | LD | LUABO | Depósito D. LUABO | Refrigerator | PQS_refr | Vestfrost | VLS 056 RF SDD |  | Solar | 2019 | Functioning well |  |  |  |  | CCE not to replace |  |  | 2023-01-31 | Sousa Ribe | PQS E003/092 | SDRF | 36 | 34.3 | 0 | 116.04 | 52 | 4 |  | 2034 | 0 | 0 | 0 | 0 | 0 | 0 |  |  |  | 0 | 0 | 0 | 0 | 0 | 0 | 116.04 | 116.04 | 116.04 | 116.04 | 116.04 | 580.2 | 52 | 52 | 52 | 52 | 52 | 260 | 1048 |  | 0
0 | ZAMBÉZIA | LD | LUABO | Depósito D. LUABO | Refrigerator | PQS_refr | Vestfrost | VLS 056 RF SDD |  | Solar | 2019 | Functioning well |  |  |  |  | CCE not to replace |  |  | 2023-01-31 | Sousa Ribe | PQS E003/092 | SDRF | 36 | 34.3 | 0 | 116.04 | 52 | 4 |  | 2034 | 0 | 0 | 0 | 0 | 0 | 0 |  |  |  | 0 | 0 | 0 | 0 | 0 | 0 | 116.04 | 116.04 | 116.04 | 116.04 | 116.04 | 580.2 | 52 | 52 | 52 | 52 | 52 | 260 | 1049 |  | 0
0 | ZAMBÉZIA | SP | LUABO | Luabo | Refrigerator | PQS_refr | Vestfrost | VLS 056 RF SDD |  | Solar | 2020 | Functioning well |  |  |  |  | CCE not to replace |  | CCEOP1 | 2023-01-31 | Sousa Ribe | PQS E003/092 | SDRF | 36 | 34.3 | 0 | 116.04 | 52 | 3 |  | 2035 | 0 | 0 | 0 | 0 | 0 | 0 |  |  |  | 0 | 0 | 0 | 0 | 0 | 0 | 116.04 | 116.04 | 116.04 | 116.04 | 116.04 | 580.2 | 52 | 52 | 52 | 52 | 52 | 260 | 1050 |  | 0
0 | ZAMBÉZIA | SP | LUABO | Luabo | Refrigerator | PQS_refr | Vestfrost | VLS 056 RF SDD |  | Solar | 2020 | Functioning well |  |  |  |  | CCE not to replace |  | CCEOP1 | 2023-01-31 | Sousa Ribe | PQS E003/092 | SDRF | 36 | 34.3 | 0 | 116.04 | 52 | 3 |  | 2035 | 0 | 0 | 0 | 0 | 0 | 0 |  |  |  | 0 | 0 | 0 | 0 | 0 | 0 | 116.04 | 116.04 | 116.04 | 116.04 | 116.04 | 580.2 | 52 | 52 | 52 | 52 | 52 | 260 | 1051 |  | 0
0 | ZAMBÉZIA | SP | LUABO | Marcação | Refrigerator | PQS_refr | Vestfrost | VLS 056 RF SDD |  | Solar | 2020 | Functioning well |  |  |  |  | CCE not to replace |  | CCEOP1 | 2023-01-31 | Sousa Ribe | PQS E003/092 | SDRF | 36 | 34.3 | 0 | 116.04 | 52 | 3 |  | 2035 | 0 | 0 | 0 | 0 | 0 | 0 |  |  |  | 0 | 0 | 0 | 0 | 0 | 0 | 116.04 | 116.04 | 116.04 | 116.04 | 116.04 | 580.2 | 52 | 52 | 52 | 52 | 52 | 260 | 1052 |  | 0
0 | ZAMBÉZIA | SP | LUABO | Socovinho | Refrigerator | PQS_refr | Vestfrost | VLS 056 RF SDD |  | Solar | 2020 | Functioning well |  |  |  |  | CCE not to replace |  | CCEOP1 | 2023-01-31 | Sousa Ribe | PQS E003/092 | SDRF | 36 | 34.3 | 0 | 116.04 | 52 | 3 |  | 2035 | 0 | 0 | 0 | 0 | 0 | 0 |  |  |  | 0 | 0 | 0 | 0 | 0 | 0 | 116.04 | 116.04 | 116.04 | 116.04 | 116.04 | 580.2 | 52 | 52 | 52 | 52 | 52 | 260 | 1053 |  | 0
0 | SOFALA | SN1 | CIDADE DA BEIRA | Armazém Provincial de Vacinas de Sofala | WICR | WICFR | Huurre | WICR-20m3 |  | Electricity | 2014 | Functioning well |  |  |  |  | CCE not to replace |  |  | 2023-02-28 | Sousa Ribe | WICFR | WICR-20 | 5520 | 0 | 0 | 479 | 2486.4 | 9 |  | 2029 | 0 | 0 | 0 | 0 | 1 | 1 |  |  |  | 0 | 0 | 0 | 0 | #N/A | #N/A | 479 | 479 | 479 | 479 | #N/A | #N/A | 2486.4 | 2486.4 | 2486.4 | 2486.4 | #N/A | #N/A |  |  | 0
0 | SOFALA | SN1 | CIDADE DA BEIRA | Armazém Provincial de Vacinas de Sofala | WICR | WICFR | Huurre | WICR-30m3 |  | Electricity | 2014 | Functioning well |  |  |  |  | CCE not to replace |  |  | 2023-02-28 | Sousa Ribe | WICFR | WICR-30 | 7692.3077 | 0 | 0 | 535.5 | 2956.8 | 9 |  | 2029 | 0 | 0 | 0 | 0 | 1 | 1 |  |  |  | 0 | 0 | 0 | 0 | #N/A | #N/A | 535.5 | 535.5 | 535.5 | 535.5 | #N/A | #N/A | 2956.8 | 2956.8 | 2956.8 | 2956.8 | #N/A | #N/A |  |  | 0
0 | SOFALA | SN1 | CIDADE DA BEIRA | Armazém Provincial de Vacinas de Sofala | WICR | WICFR | Huurre | WIFR-15m3 |  | Electricity | 2018 | Functioning well |  |  |  |  | CCE not to replace |  |  | 2023-02-28 | Sousa Ribe | WICFR | WIFR-15 | 0 | 4900 | 0 | 0 | 0 | 5 |  | 2033 | 0 | 0 | 0 | 0 | 0 | 0 |  |  |  | 0 | 0 | 0 | 0 | 0 | 0 | 0 | 0 | 0 | 0 | 0 | 0 | 0 | 0 | 0 | 0 | 0 | 0 |  |  | 0
0 | SOFALA | SN1 | CIDADE DA BEIRA | Armazém Provincial de Vacinas de Sofala | Refrigerator | PQS_refr | B Medical Systems Sarl (Dometic) | TCW 40R AC |  | Electricity | 2015 | Not functional, for breakage |  |  |  |  | CCE to remove & replace | BER due to damage |  | 2023-02-28 | Sousa Ribe | PQS E003/100 | ILR | 36.5 | 0 | 0 | 66.48 | 48 | 8 | 2023 | 2023 | 1 | 0 | 0 | 0 | 0 | 1 |  |  |  | #N/A | 0 | 0 | 0 | 0 | #N/A | #N/A | #N/A | #N/A | #N/A | #N/A | #N/A | #N/A | #N/A | #N/A | #N/A | #N/A | #N/A |  |  | 0
0 | SOFALA | SN1 | CIDADE DA BEIRA | Armazém Provincial de Vacinas de Sofala | Refrigerator | PQS_refr | B Medical Systems Sarl (Dometic) | TCW 40R AC |  | Electricity | 2015 | Not functional, for breakage |  |  |  |  | CCE to remove & replace | BER due to damage |  | 2023-02-28 | Sousa Ribe | PQS E003/100 | ILR | 36.5 | 0 | 0 | 66.48 | 48 | 8 | 2023 | 2023 | 1 | 0 | 0 | 0 | 0 | 1 |  |  |  | #N/A | 0 | 0 | 0 | 0 | #N/A | #N/A | #N/A | #N/A | #N/A | #N/A | #N/A | #N/A | #N/A | #N/A | #N/A | #N/A | #N/A |  |  | 0
0 | SOFALA | SN1 | CIDADE DA BEIRA | Armazém Provincial de Vacinas de Sofala | Freezer | PQS_freezer | Vestfrost | MF 314 |  | Electricity | 2021 | Functioning well |  |  |  |  | CCE not to replace |  | CCEOP1 | 2023-02-28 | Sousa Ribe | PQS E003/023 | VWPF | 0 | 281 | 0 | 13.752 | 253.8 | 2 |  | 2036 | 0 | 0 | 0 | 0 | 0 | 0 |  |  |  | 0 | 0 | 0 | 0 | 0 | 0 | 13.752 | 13.752 | 13.752 | 13.752 | 13.752 | 68.76 | 253.8 | 253.8 | 253.8 | 253.8 | 253.8 | 1269 |  |  | 0
0 | SOFALA | SN1 | CIDADE DA BEIRA | Armazém Provincial de Vacinas de Sofala | Freezer | PQS_freezer | Vestfrost | MF 314 |  | Electricity | 2021 | Functioning well |  |  |  |  | CCE not to replace |  | CCEOP1 | 2023-02-28 | Sousa Ribe | PQS E003/023 | VWPF | 0 | 281 | 0 | 13.752 | 253.8 | 2 |  | 2036 | 0 | 0 | 0 | 0 | 0 | 0 |  |  |  | 0 | 0 | 0 | 0 | 0 | 0 | 13.752 | 13.752 | 13.752 | 13.752 | 13.752 | 68.76 | 253.8 | 253.8 | 253.8 | 253.8 | 253.8 | 1269 |  |  | 0
0 | SOFALA | LD | DISTRITO DA BEIRA | Depósito D. BEIRA | Freezer | PQS_freezer | Vestfrost | MF 314 |  | Electricity | 2021 | Functioning well |  |  |  |  | CCE not to replace |  | CCEOP1 | 2023-02-28 | Sousa Ribe | PQS E003/023 | VWPF | 0 | 281 | 0 | 13.752 | 253.8 | 2 |  | 2036 | 0 | 0 | 0 | 0 | 0 | 0 |  |  |  | 0 | 0 | 0 | 0 | 0 | 0 | 13.752 | 13.752 | 13.752 | 13.752 | 13.752 | 68.76 | 253.8 | 253.8 | 253.8 | 253.8 | 253.8 | 1269 | 1061 |  | 0
0 | SOFALA | LD | DISTRITO DA BEIRA | Depósito D. BEIRA | Freezer | PQS_freezer | Vestfrost | MF 314 |  | Electricity | 2021 | Functioning well |  |  |  |  | CCE not to replace |  | CCEOP1 | 2023-02-28 | Sousa Ribe | PQS E003/023 | VWPF | 0 | 281 | 0 | 13.752 | 253.8 | 2 |  | 2036 | 0 | 0 | 0 | 0 | 0 | 0 |  |  |  | 0 | 0 | 0 | 0 | 0 | 0 | 13.752 | 13.752 | 13.752 | 13.752 | 13.752 | 68.76 | 253.8 | 253.8 | 253.8 | 253.8 | 253.8 | 1269 | 1062 |  | 0
0 | SOFALA | LD | DISTRITO DA BEIRA | Depósito D. BEIRA | Freezer | PQS_freezer | Vestfrost | MF 314 |  | Electricity | 2021 | Functioning well |  |  |  |  | CCE not to replace |  | CCEOP1 | 2023-02-28 | Sousa Ribe | PQS E003/023 | VWPF | 0 | 281 | 0 | 13.752 | 253.8 | 2 |  | 2036 | 0 | 0 | 0 | 0 | 0 | 0 |  |  |  | 0 | 0 | 0 | 0 | 0 | 0 | 13.752 | 13.752 | 13.752 | 13.752 | 13.752 | 68.76 | 253.8 | 253.8 | 253.8 | 253.8 | 253.8 | 1269 | 1063 |  | 0
0 | SOFALA | LD | DISTRITO DA BEIRA | Depósito D. BEIRA | Refrigerator | PQS_refr | B Medical Systems Sarl (Dometic) | TCW 40R AC |  | Electricity | 2015 | Not functional, for breakage |  |  |  |  | CCE to remove & replace | BER |  | 2023-02-28 | Sousa Ribe | PQS E003/100 | ILR | 36.5 | 0 | 0 | 66.48 | 48 | 8 | 2023 | 2023 | 1 | 0 | 0 | 0 | 0 | 1 |  |  |  | #N/A | 0 | 0 | 0 | 0 | #N/A | #N/A | #N/A | #N/A | #N/A | #N/A | #N/A | #N/A | #N/A | #N/A | #N/A | #N/A | #N/A | 1064 |  | 0
0 | SOFALA | SP | DISTRITO DA BEIRA | CS Chingussura | Refrigerator | PQS_refr | B Medical Systems Sarl (Dometic) | TCW 40R AC |  | Electricity | 2015 | Not functional, for breakage |  |  |  |  | CCE to remove & replace | BER |  | 2023-02-28 | Sousa Ribe | PQS E003/100 | ILR | 36.5 | 0 | 0 | 66.48 | 48 | 8 | 2023 | 2023 | 1 | 0 | 0 | 0 | 0 | 1 |  |  |  | #N/A | 0 | 0 | 0 | 0 | #N/A | #N/A | #N/A | #N/A | #N/A | #N/A | #N/A | #N/A | #N/A | #N/A | #N/A | #N/A | #N/A | 1065 |  | 0
0 | SOFALA | SP | DISTRITO DA BEIRA | CS Chingussura | Refrigerator | PQS_refr | B Medical Systems Sarl (Dometic) | TCW 40R AC |  | Electricity | 2015 | Not functional, for breakage |  |  |  |  | CCE to remove & replace | BER |  | 2023-02-28 | Sousa Ribe | PQS E003/100 | ILR | 36.5 | 0 | 0 | 66.48 | 48 | 8 | 2023 | 2023 | 1 | 0 | 0 | 0 | 0 | 1 |  |  |  | #N/A | 0 | 0 | 0 | 0 | #N/A | #N/A | #N/A | #N/A | #N/A | #N/A | #N/A | #N/A | #N/A | #N/A | #N/A | #N/A | #N/A | 1066 |  | 0
0 | SOFALA | SP | DISTRITO DA BEIRA | CS Chota | Refrigerator | PQS_refr | Vestfrost | MK 304 |  | Electricity | 2020 | Functioning well |  |  |  |  | CCE not to replace |  |  | 2023-02-28 | Sousa Ribe | PQS E003/007 | ILR | 105 | 0 | 0 | 19.032 | 192 | 3 |  | 2035 | 0 | 0 | 0 | 0 | 0 | 0 |  |  |  | 0 | 0 | 0 | 0 | 0 | 0 | 19.032 | 19.032 | 19.032 | 19.032 | 19.032 | 95.16 | 192 | 192 | 192 | 192 | 192 | 960 | 1067 |  | 0
0 | SOFALA | SP | DISTRITO DA BEIRA | CS M. Loforte | Refrigerator | PQS_refr | Vestfrost | VLS 056 RF SDD |  | Solar | 2022 | Functioning well |  |  |  |  | CCE not to replace |  | CCEOP1 | 2023-02-28 | Sousa Ribe | PQS E003/092 | SDRF | 36 | 34.3 | 0 | 116.04 | 52 | 1 |  | 2037 | 0 | 0 | 0 | 0 | 0 | 0 |  |  |  | 0 | 0 | 0 | 0 | 0 | 0 | 116.04 | 116.04 | 116.04 | 116.04 | 116.04 | 580.2 | 52 | 52 | 52 | 52 | 52 | 260 | 1068 |  | 0
0 | SOFALA | SP | DISTRITO DA BEIRA | CS Macurungo | Refrigerator | PQS_refr | Vestfrost | MK 304 |  | Electricity | 2022 | Functioning well |  |  |  |  | CCE not to replace |  |  | 2023-02-28 | Sousa Ribe | PQS E003/007 | ILR | 105 | 0 | 0 | 19.032 | 192 | 1 |  | 2037 | 0 | 0 | 0 | 0 | 0 | 0 |  |  |  | 0 | 0 | 0 | 0 | 0 | 0 | 19.032 | 19.032 | 19.032 | 19.032 | 19.032 | 95.16 | 192 | 192 | 192 | 192 | 192 | 960 | 1069 |  | 0
0 | SOFALA | SP | DISTRITO DA BEIRA | CS Marrocanhe | Refrigerator | PQS_refr | Vestfrost | VLS 056 RF SDD |  | Solar | 2022 | Functioning well |  |  |  |  | CCE not to replace |  | CCEOP1 | 2023-02-28 | Sousa Ribe | PQS E003/092 | SDRF | 36 | 34.3 | 0 | 116.04 | 52 | 1 |  | 2037 | 0 | 0 | 0 | 0 | 0 | 0 |  |  |  | 0 | 0 | 0 | 0 | 0 | 0 | 116.04 | 116.04 | 116.04 | 116.04 | 116.04 | 580.2 | 52 | 52 | 52 | 52 | 52 | 260 | 1070 |  | 0
0 | SOFALA | SP | DISTRITO DA BEIRA | CS Mascarenha | Refrigerator | PQS_refr | Vestfrost | MK 304 |  | Electricity | 2022 | Functioning well |  |  |  |  | CCE not to replace |  |  | 2023-02-28 | Sousa Ribe | PQS E003/007 | ILR | 105 | 0 | 0 | 19.032 | 192 | 1 |  | 2037 | 0 | 0 | 0 | 0 | 0 | 0 |  |  |  | 0 | 0 | 0 | 0 | 0 | 0 | 19.032 | 19.032 | 19.032 | 19.032 | 19.032 | 95.16 | 192 | 192 | 192 | 192 | 192 | 960 | 1071 |  | 0
0 | SOFALA | SP | DISTRITO DA BEIRA | CS Matadouro | Refrigerator | PQS_refr | Vestfrost | VLS 056 RF SDD |  | Solar | 2022 | Functioning well |  |  |  |  | CCE not to replace |  | CCEOP1 | 2023-02-28 | Sousa Ribe | PQS E003/092 | SDRF | 36 | 34.3 | 0 | 116.04 | 52 | 1 |  | 2037 | 0 | 0 | 0 | 0 | 0 | 0 |  |  |  | 0 | 0 | 0 | 0 | 0 | 0 | 116.04 | 116.04 | 116.04 | 116.04 | 116.04 | 580.2 | 52 | 52 | 52 | 52 | 52 | 260 | 1072 |  | 0
0 | SOFALA | SP | DISTRITO DA BEIRA | CS Munhava | Refrigerator | PQS_refr | Vestfrost | MK 304 |  | Electricity | 2022 | Functioning well |  |  |  |  | CCE not to replace |  |  | 2023-02-28 | Sousa Ribe | PQS E003/007 | ILR | 105 | 0 | 0 | 19.032 | 192 | 1 |  | 2037 | 0 | 0 | 0 | 0 | 0 | 0 |  |  |  | 0 | 0 | 0 | 0 | 0 | 0 | 19.032 | 19.032 | 19.032 | 19.032 | 19.032 | 95.16 | 192 | 192 | 192 | 192 | 192 | 960 | 1073 |  | 0
0 | SOFALA | SP | DISTRITO DA BEIRA | CS Nhaconjo | Refrigerator | PQS_refr | Vestfrost | VLS 056 RF SDD |  | Solar | 2022 | Functioning well |  |  |  |  | CCE not to replace |  | CCEOP1 | 2023-02-28 | Sousa Ribe | PQS E003/092 | SDRF | 36 | 34.3 | 0 | 116.04 | 52 | 1 |  | 2037 | 0 | 0 | 0 | 0 | 0 | 0 |  |  |  | 0 | 0 | 0 | 0 | 0 | 0 | 116.04 | 116.04 | 116.04 | 116.04 | 116.04 | 580.2 | 52 | 52 | 52 | 52 | 52 | 260 | 1074 |  | 0
0 | SOFALA | SP | DISTRITO DA BEIRA | CS Nhangau | Refrigerator | PQS_refr | Vestfrost | MK 304 |  | Electricity | 2022 | Functioning well |  |  |  |  | CCE not to replace |  |  | 2023-02-28 | Sousa Ribe | PQS E003/007 | ILR | 105 | 0 | 0 | 19.032 | 192 | 1 |  | 2037 | 0 | 0 | 0 | 0 | 0 | 0 |  |  |  | 0 | 0 | 0 | 0 | 0 | 0 | 19.032 | 19.032 | 19.032 | 19.032 | 19.032 | 95.16 | 192 | 192 | 192 | 192 | 192 | 960 | 1075 |  | 0
0 | SOFALA | SP | DISTRITO DA BEIRA | CS Ponta Gêa | Refrigerator | PQS_refr | Vestfrost | VLS 056 RF SDD |  | Solar | 2022 | Functioning well |  |  |  |  | CCE not to replace |  | CCEOP1 | 2023-02-28 | Sousa Ribe | PQS E003/092 | SDRF | 36 | 34.3 | 0 | 116.04 | 52 | 1 |  | 2037 | 0 | 0 | 0 | 0 | 0 | 0 |  |  |  | 0 | 0 | 0 | 0 | 0 | 0 | 116.04 | 116.04 | 116.04 | 116.04 | 116.04 | 580.2 | 52 | 52 | 52 | 52 | 52 | 260 | 1076 |  | 0
0 | SOFALA | SP | DISTRITO DA BEIRA | CS S. Lucas | Refrigerator | PQS_refr | Vestfrost | VLS 056 RF SDD |  | Solar | 2019 | Functioning well |  |  |  |  | CCE not to replace |  |  | 2023-02-28 | Sousa Ribe | PQS E003/092 | SDRF | 36 | 34.3 | 0 | 116.04 | 52 | 4 |  | 2034 | 0 | 0 | 0 | 0 | 0 | 0 |  |  |  | 0 | 0 | 0 | 0 | 0 | 0 | 116.04 | 116.04 | 116.04 | 116.04 | 116.04 | 580.2 | 52 | 52 | 52 | 52 | 52 | 260 | 1077 |  | 0
0 | SOFALA | SP | DISTRITO DA BEIRA | HOSPITAL CENTRAL | Refrigerator | PQS_refr | Vestfrost | VLS 056 RF SDD |  | Solar | 2022 | Functioning well |  |  |  |  | CCE not to replace |  | CCEOP1 | 2023-02-28 | Sousa Ribe | PQS E003/092 | SDRF | 36 | 34.3 | 0 | 116.04 | 52 | 1 |  | 2037 | 0 | 0 | 0 | 0 | 0 | 0 |  |  |  | 0 | 0 | 0 | 0 | 0 | 0 | 116.04 | 116.04 | 116.04 | 116.04 | 116.04 | 580.2 | 52 | 52 | 52 | 52 | 52 | 260 | 1078 |  | 0
0 | SOFALA | SP | DISTRITO DA BEIRA | HOSPITAL CENTRAL | Freezer | PQS_freezer | Vestfrost | MF 314 |  | Electricity | 2022 | Functioning well |  |  |  |  | CCE not to replace |  | CCEOP1 | 2023-02-28 | Sousa Ribe | PQS E003/023 | VWPF | 0 | 281 | 0 | 13.752 | 253.8 | 1 |  | 2037 | 0 | 0 | 0 | 0 | 0 | 0 |  |  |  | 0 | 0 | 0 | 0 | 0 | 0 | 13.752 | 13.752 | 13.752 | 13.752 | 13.752 | 68.76 | 253.8 | 253.8 | 253.8 | 253.8 | 253.8 | 1269 | 1079 |  | 0
0 | SOFALA | SP | DISTRITO DA BEIRA | PS Militar | Refrigerator | PQS_refr | B Medical Systems Sarl (Dometic) | TCW 80 AC |  | Electricity | 2022 | Functioning well |  |  |  |  | CCE not to replace |  | CCEOP1 | 2023-02-28 | Sousa Ribe | PQS E003/101 | ILR | 80.5 | 0 | 0 | 71.808 | 69.6 | 1 |  | 2037 | 0 | 0 | 0 | 0 | 0 | 0 |  |  |  | 0 | 0 | 0 | 0 | 0 | 0 | 71.808 | 71.808 | 71.808 | 71.808 | 71.808 | 359.04 | 69.6 | 69.6 | 69.6 | 69.6 | 69.6 | 348 | 1080 |  | 0
0 | SOFALA | SP | DISTRITO DA BEIRA | PS PRM (BO) | Refrigerator | PQS_refr | Vestfrost | MK 304 |  | Electricity | 2022 | Functioning well |  |  |  |  | CCE not to replace |  |  | 2023-02-28 | Sousa Ribe | PQS E003/007 | ILR | 105 | 0 | 0 | 19.032 | 192 | 1 |  | 2037 | 0 | 0 | 0 | 0 | 0 | 0 |  |  |  | 0 | 0 | 0 | 0 | 0 | 0 | 19.032 | 19.032 | 19.032 | 19.032 | 19.032 | 95.16 | 192 | 192 | 192 | 192 | 192 | 960 | 1081 |  | 0
0 | SOFALA | LD | MARINGUE | Depósito D. MARINGUE | Refrigerator | PQS_refr | B Medical Systems Sarl (Dometic) | TCW 80 AC |  | Electricity | 2022 | Functioning well |  |  |  |  | CCE not to replace |  | CCEOP1 | 2023-02-28 | Sousa Ribe | PQS E003/101 | ILR | 80.5 | 0 | 0 | 71.808 | 69.6 | 1 |  | 2037 | 0 | 0 | 0 | 0 | 0 | 0 |  |  |  | 0 | 0 | 0 | 0 | 0 | 0 | 71.808 | 71.808 | 71.808 | 71.808 | 71.808 | 359.04 | 69.6 | 69.6 | 69.6 | 69.6 | 69.6 | 348 | 1082 |  | 0
0 | SOFALA | LD | MARINGUE | Depósito D. MARINGUE | Freezer | PQS_freezer | Vestfrost | MF 314 |  | Electricity | 2022 | Functioning well |  |  |  |  | CCE not to replace |  | CCEOP1 | 2023-02-28 | Sousa Ribe | PQS E003/023 | VWPF | 0 | 281 | 0 | 13.752 | 253.8 | 1 |  | 2037 | 0 | 0 | 0 | 0 | 0 | 0 |  |  |  | 0 | 0 | 0 | 0 | 0 | 0 | 13.752 | 13.752 | 13.752 | 13.752 | 13.752 | 68.76 | 253.8 | 253.8 | 253.8 | 253.8 | 253.8 | 1269 | 1083 |  | 0
0 | SOFALA | LD | MARINGUE | Depósito D. MARINGUE | Refrigerator | PQS_refr | B Medical Systems Sarl (Dometic) | TCW 80 AC |  | Electricity | 2022 | Functioning well |  |  |  |  | CCE not to replace |  | CCEOP1 | 2023-02-28 | Sousa Ribe | PQS E003/101 | ILR | 80.5 | 0 | 0 | 71.808 | 69.6 | 1 |  | 2037 | 0 | 0 | 0 | 0 | 0 | 0 |  |  |  | 0 | 0 | 0 | 0 | 0 | 0 | 71.808 | 71.808 | 71.808 | 71.808 | 71.808 | 359.04 | 69.6 | 69.6 | 69.6 | 69.6 | 69.6 | 348 | 1084 |  | 0
0 | SOFALA | SP | MARINGUE | CS Chionde | Refrigerator | PQS_refr | Vestfrost | MK 304 |  | Electricity | 2022 | Functioning well |  |  |  |  | CCE not to replace |  |  | 2023-02-28 | Sousa Ribe | PQS E003/007 | ILR | 105 | 0 | 0 | 19.032 | 192 | 1 |  | 2037 | 0 | 0 | 0 | 0 | 0 | 0 |  |  |  | 0 | 0 | 0 | 0 | 0 | 0 | 19.032 | 19.032 | 19.032 | 19.032 | 19.032 | 95.16 | 192 | 192 | 192 | 192 | 192 | 960 | 1085 |  | 0
0 | SOFALA | SP | MARINGUE | CS Chionde | Refrigerator | PQS_refr | B Medical Systems Sarl (Dometic) | TCW 80 AC |  | Electricity | 2022 | Functioning well |  |  |  |  | CCE not to replace |  | CCEOP1 | 2023-02-28 | Sousa Ribe | PQS E003/101 | ILR | 80.5 | 0 | 0 | 71.808 | 69.6 | 1 |  | 2037 | 0 | 0 | 0 | 0 | 0 | 0 |  |  |  | 0 | 0 | 0 | 0 | 0 | 0 | 71.808 | 71.808 | 71.808 | 71.808 | 71.808 | 359.04 | 69.6 | 69.6 | 69.6 | 69.6 | 69.6 | 348 | 1086 |  | 0
0 | SOFALA | SP | MARINGUE | CS Gumbalansai | Refrigerator | PQS_refr | Vestfrost | MK 304 |  | Electricity | 2022 | Functioning well |  |  |  |  | CCE not to replace |  |  | 2023-02-28 | Sousa Ribe | PQS E003/007 | ILR | 105 | 0 | 0 | 19.032 | 192 | 1 |  | 2037 | 0 | 0 | 0 | 0 | 0 | 0 |  |  |  | 0 | 0 | 0 | 0 | 0 | 0 | 19.032 | 19.032 | 19.032 | 19.032 | 19.032 | 95.16 | 192 | 192 | 192 | 192 | 192 | 960 | 1087 |  | 0
0 | SOFALA | SP | MARINGUE | CS Mphango | Refrigerator | PQS_refr | Vestfrost | MK 304 |  | Electricity | 2022 | Functioning well |  |  |  |  | CCE not to replace |  |  | 2023-02-28 | Sousa Ribe | PQS E003/007 | ILR | 105 | 0 | 0 | 19.032 | 192 | 1 |  | 2037 | 0 | 0 | 0 | 0 | 0 | 0 |  |  |  | 0 | 0 | 0 | 0 | 0 | 0 | 19.032 | 19.032 | 19.032 | 19.032 | 19.032 | 95.16 | 192 | 192 | 192 | 192 | 192 | 960 | 1088 |  | 0
0 | SOFALA | SP | MARINGUE | CS Nhamacala | Refrigerator | PQS_refr | Vestfrost | MK 304 |  | Electricity | 2022 | Functioning well |  |  |  |  | CCE not to replace |  |  | 2023-02-28 | Sousa Ribe | PQS E003/007 | ILR | 105 | 0 | 0 | 19.032 | 192 | 1 |  | 2037 | 0 | 0 | 0 | 0 | 0 | 0 |  |  |  | 0 | 0 | 0 | 0 | 0 | 0 | 19.032 | 19.032 | 19.032 | 19.032 | 19.032 | 95.16 | 192 | 192 | 192 | 192 | 192 | 960 | 1089 |  | 0
0 | SOFALA | SP | MARINGUE | CS Sede | Refrigerator | PQS_refr | Vestfrost | VLS 056 RF SDD |  | Solar | 2022 | Functioning well |  |  |  |  | CCE not to replace |  | CCEOP1 | 2023-02-28 | Sousa Ribe | PQS E003/092 | SDRF | 36 | 34.3 | 0 | 116.04 | 52 | 1 |  | 2037 | 0 | 0 | 0 | 0 | 0 | 0 |  |  |  | 0 | 0 | 0 | 0 | 0 | 0 | 116.04 | 116.04 | 116.04 | 116.04 | 116.04 | 580.2 | 52 | 52 | 52 | 52 | 52 | 260 | 1090 |  | 0
0 | SOFALA | SP | MARINGUE | CS Senga-Senga | Refrigerator | PQS_refr | Vestfrost | VLS 054A SDD Greenline |  | Solar | 2022 | Functioning well |  |  |  |  | CCE not to replace |  | CCEOP1 | 2023-02-28 | Sousa Ribe | PQS E003/106 | SDR | 55.5 | 0 | 0 | 70.176 | 52 | 1 |  | 2037 | 0 | 0 | 0 | 0 | 0 | 0 |  |  |  | 0 | 0 | 0 | 0 | 0 | 0 | 70.176 | 70.176 | 70.176 | 70.176 | 70.176 | 350.88 | 52 | 52 | 52 | 52 | 52 | 260 | 1091 |  | 0
0 | SOFALA | SP | MARINGUE | CS Súbuè | Refrigerator | PQS_refr | Vestfrost | VLS 056 RF SDD |  | Solar | 2019 | Functioning well |  |  |  |  | CCE not to replace |  |  | 2023-02-28 | Sousa Ribe | PQS E003/092 | SDRF | 36 | 34.3 | 0 | 116.04 | 52 | 4 |  | 2034 | 0 | 0 | 0 | 0 | 0 | 0 |  |  |  | 0 | 0 | 0 | 0 | 0 | 0 | 116.04 | 116.04 | 116.04 | 116.04 | 116.04 | 580.2 | 52 | 52 | 52 | 52 | 52 | 260 | 1092 |  | 0
0 | SOFALA | LD | CHEMBA | Depósito D. CHEMBA | Refrigerator | PQS_refr | B Medical Systems Sarl (Dometic) | TCW 80 AC |  | Electricity | 2020 | Functioning well |  |  |  |  | CCE not to replace |  | CCEOP1 | 2023-02-28 | Sousa Ribe | PQS E003/101 | ILR | 80.5 | 0 | 0 | 71.808 | 69.6 | 3 |  | 2035 | 0 | 0 | 0 | 0 | 0 | 0 |  |  |  | 0 | 0 | 0 | 0 | 0 | 0 | 71.808 | 71.808 | 71.808 | 71.808 | 71.808 | 359.04 | 69.6 | 69.6 | 69.6 | 69.6 | 69.6 | 348 | 1093 |  | 0
0 | SOFALA | LD | CHEMBA | Depósito D. CHEMBA | Freezer | PQS_freezer | Vestfrost | MF 314 |  | Electricity | 2020 | Functioning well |  |  |  |  | CCE not to replace |  | CCEOP1 | 2023-02-28 | Sousa Ribe | PQS E003/023 | VWPF | 0 | 281 | 0 | 13.752 | 253.8 | 3 |  | 2035 | 0 | 0 | 0 | 0 | 0 | 0 |  |  |  | 0 | 0 | 0 | 0 | 0 | 0 | 13.752 | 13.752 | 13.752 | 13.752 | 13.752 | 68.76 | 253.8 | 253.8 | 253.8 | 253.8 | 253.8 | 1269 | 1094 |  | 0
0 | SOFALA | LD | CHEMBA | Depósito D. CHEMBA | Refrigerator | PQS_refr | Vestfrost | MK 144 |  | Electricity | 2014 | Functioning well |  |  |  |  | CCE not to replace |  |  | 2023-02-28 | Sousa Ribe | PQS E003/022 | ILR | 48 | 0 | 0 | 14.736 | 138 | 9 |  | 2029 | 0 | 0 | 0 | 0 | 1 | 1 |  |  |  | 0 | 0 | 0 | 0 | #N/A | #N/A | 14.736 | 14.736 | 14.736 | 14.736 | #N/A | #N/A | 138 | 138 | 138 | 138 | #N/A | #N/A | 1095 |  | 0
0 | SOFALA | LD | CHEMBA | Depósito D. CHEMBA | Refrigerator | PQS_refr | Vestfrost | MK 144 |  | Electricity | 2014 | Functioning well |  |  |  |  | CCE not to replace |  |  | 2023-02-28 | Sousa Ribe | PQS E003/022 | ILR | 48 | 0 | 0 | 14.736 | 138 | 9 |  | 2029 | 0 | 0 | 0 | 0 | 1 | 1 |  |  |  | 0 | 0 | 0 | 0 | #N/A | #N/A | 14.736 | 14.736 | 14.736 | 14.736 | #N/A | #N/A | 138 | 138 | 138 | 138 | #N/A | #N/A | 1096 |  | 0
0 | SOFALA | SP | CHEMBA | CS Catulene | Refrigerator | PQS_refr | Vestfrost | MK 144 |  | Electricity | 2014 | Functioning well |  |  |  |  | CCE not to replace |  |  | 2023-02-28 | Sousa Ribe | PQS E003/022 | ILR | 48 | 0 | 0 | 14.736 | 138 | 9 |  | 2029 | 0 | 0 | 0 | 0 | 1 | 1 |  |  |  | 0 | 0 | 0 | 0 | #N/A | #N/A | 14.736 | 14.736 | 14.736 | 14.736 | #N/A | #N/A | 138 | 138 | 138 | 138 | #N/A | #N/A | 1097 |  | 0
0 | SOFALA | SP | CHEMBA | CS Catulene | Refrigerator | PQS_refr | Vestfrost | VLS 054A SDD Greenline |  | Solar | 2022 | Functioning well |  |  |  |  | CCE not to replace |  | CCEOP1 | 2023-02-28 | Sousa Ribe | PQS E003/106 | SDR | 55.5 | 0 | 0 | 70.176 | 52 | 1 |  | 2037 | 0 | 0 | 0 | 0 | 0 | 0 |  |  |  | 0 | 0 | 0 | 0 | 0 | 0 | 70.176 | 70.176 | 70.176 | 70.176 | 70.176 | 350.88 | 52 | 52 | 52 | 52 | 52 | 260 | 1098 |  | 0
0 | SOFALA | SP | CHEMBA | CS Chiramba | Refrigerator | PQS_refr | Vestfrost | VLS 054A SDD Greenline |  | Solar | 2022 | Functioning well |  |  |  |  | CCE not to replace |  | CCEOP1 | 2023-02-28 | Sousa Ribe | PQS E003/106 | SDR | 55.5 | 0 | 0 | 70.176 | 52 | 1 |  | 2037 | 0 | 0 | 0 | 0 | 0 | 0 |  |  |  | 0 | 0 | 0 | 0 | 0 | 0 | 70.176 | 70.176 | 70.176 | 70.176 | 70.176 | 350.88 | 52 | 52 | 52 | 52 | 52 | 260 | 1099 |  | 0
0 | SOFALA | SP | CHEMBA | CS Chiramba | Refrigerator | PQS_refr | Vestfrost | VLS 054A SDD Greenline |  | Solar | 2019 | Functioning well |  |  |  |  | CCE not to replace |  |  | 2023-02-28 | Sousa Ribe | PQS E003/106 | SDR | 55.5 | 0 | 0 | 70.176 | 52 | 4 |  | 2034 | 0 | 0 | 0 | 0 | 0 | 0 |  |  |  | 0 | 0 | 0 | 0 | 0 | 0 | 70.176 | 70.176 | 70.176 | 70.176 | 70.176 | 350.88 | 52 | 52 | 52 | 52 | 52 | 260 | 1100 |  | 0
0 | SOFALA | SP | CHEMBA | CS Goe | Refrigerator | PQS_refr | Vestfrost | VLS 054A SDD Greenline |  | Solar | 2019 | Functioning well |  |  |  |  | CCE not to replace |  |  | 2023-02-28 | Sousa Ribe | PQS E003/106 | SDR | 55.5 | 0 | 0 | 70.176 | 52 | 4 |  | 2034 | 0 | 0 | 0 | 0 | 0 | 0 |  |  |  | 0 | 0 | 0 | 0 | 0 | 0 | 70.176 | 70.176 | 70.176 | 70.176 | 70.176 | 350.88 | 52 | 52 | 52 | 52 | 52 | 260 | 1101 |  | 0
0 | SOFALA | SP | CHEMBA | CS Mulima | Refrigerator | PQS_refr | Vestfrost | VLS 054A SDD Greenline |  | Solar | 2019 | Functioning well |  |  |  |  | CCE not to replace |  |  | 2023-02-28 | Sousa Ribe | PQS E003/106 | SDR | 55.5 | 0 | 0 | 70.176 | 52 | 4 |  | 2034 | 0 | 0 | 0 | 0 | 0 | 0 |  |  |  | 0 | 0 | 0 | 0 | 0 | 0 | 70.176 | 70.176 | 70.176 | 70.176 | 70.176 | 350.88 | 52 | 52 | 52 | 52 | 52 | 260 | 1102 |  | 0
0 | SOFALA | SP | CHEMBA | CS Sede | Refrigerator | PQS_refr | Vestfrost | VLS 054A SDD Greenline |  | Solar | 2019 | Functioning well |  |  |  |  | CCE not to replace |  |  | 2023-02-28 | Sousa Ribe | PQS E003/106 | SDR | 55.5 | 0 | 0 | 70.176 | 52 | 4 |  | 2034 | 0 | 0 | 0 | 0 | 0 | 0 |  |  |  | 0 | 0 | 0 | 0 | 0 | 0 | 70.176 | 70.176 | 70.176 | 70.176 | 70.176 | 350.88 | 52 | 52 | 52 | 52 | 52 | 260 | 1103 |  | 0
0 | SOFALA | LD | CAIA | Depósito D. CAIA | Refrigerator | PQS_refr | Vestfrost | VLS 054A SDD Greenline |  | Solar | 2019 | Functioning well |  |  |  |  | CCE not to replace |  |  | 2023-02-28 | Sousa Ribe | PQS E003/106 | SDR | 55.5 | 0 | 0 | 70.176 | 52 | 4 |  | 2034 | 0 | 0 | 0 | 0 | 0 | 0 |  |  |  | 0 | 0 | 0 | 0 | 0 | 0 | 70.176 | 70.176 | 70.176 | 70.176 | 70.176 | 350.88 | 52 | 52 | 52 | 52 | 52 | 260 | 1104 |  | 0
0 | SOFALA | LD | CAIA | Depósito D. CAIA | Refrigerator | PQS_refr | Vestfrost | VLS 054A SDD Greenline |  | Solar | 2019 | Functioning well |  |  |  |  | CCE not to replace |  |  | 2023-02-28 | Sousa Ribe | PQS E003/106 | SDR | 55.5 | 0 | 0 | 70.176 | 52 | 4 |  | 2034 | 0 | 0 | 0 | 0 | 0 | 0 |  |  |  | 0 | 0 | 0 | 0 | 0 | 0 | 70.176 | 70.176 | 70.176 | 70.176 | 70.176 | 350.88 | 52 | 52 | 52 | 52 | 52 | 260 | 1105 |  | 0
0 | SOFALA | LD | CAIA | Depósito D. CAIA | Refrigerator | PQS_refr | Vestfrost | VLS 054A SDD Greenline |  | Solar | 2019 | Functioning well |  |  |  |  | CCE not to replace |  |  | 2023-02-28 | Sousa Ribe | PQS E003/106 | SDR | 55.5 | 0 | 0 | 70.176 | 52 | 4 |  | 2034 | 0 | 0 | 0 | 0 | 0 | 0 |  |  |  | 0 | 0 | 0 | 0 | 0 | 0 | 70.176 | 70.176 | 70.176 | 70.176 | 70.176 | 350.88 | 52 | 52 | 52 | 52 | 52 | 260 | 1106 |  | 0
0 | SOFALA | LD | CAIA | Depósito D. CAIA | Refrigerator | PQS_refr | Vestfrost | VLS 054A SDD Greenline |  | Solar | 2019 | Functioning well |  |  |  |  | CCE not to replace |  |  | 2023-02-28 | Sousa Ribe | PQS E003/106 | SDR | 55.5 | 0 | 0 | 70.176 | 52 | 4 |  | 2034 | 0 | 0 | 0 | 0 | 0 | 0 |  |  |  | 0 | 0 | 0 | 0 | 0 | 0 | 70.176 | 70.176 | 70.176 | 70.176 | 70.176 | 350.88 | 52 | 52 | 52 | 52 | 52 | 260 | 1107 |  | 0
0 | SOFALA | SP | CAIA | CS Kapassene | Refrigerator | PQS_refr | Vestfrost | VLS 054A SDD Greenline |  | Solar | 2019 | Functioning well |  |  |  |  | CCE not to replace |  |  | 2023-02-28 | Sousa Ribe | PQS E003/106 | SDR | 55.5 | 0 | 0 | 70.176 | 52 | 4 |  | 2034 | 0 | 0 | 0 | 0 | 0 | 0 |  |  |  | 0 | 0 | 0 | 0 | 0 | 0 | 70.176 | 70.176 | 70.176 | 70.176 | 70.176 | 350.88 | 52 | 52 | 52 | 52 | 52 | 260 | 1108 |  | 0
0 | SOFALA | SP | CAIA | CS Kapassene | Refrigerator | PQS_refr | Vestfrost | VLS 054A SDD Greenline |  | Solar | 2019 | Functioning well |  |  |  |  | CCE not to replace |  |  | 2023-02-28 | Sousa Ribe | PQS E003/106 | SDR | 55.5 | 0 | 0 | 70.176 | 52 | 4 |  | 2034 | 0 | 0 | 0 | 0 | 0 | 0 |  |  |  | 0 | 0 | 0 | 0 | 0 | 0 | 70.176 | 70.176 | 70.176 | 70.176 | 70.176 | 350.88 | 52 | 52 | 52 | 52 | 52 | 260 | 1109 |  | 0
0 | SOFALA | SP | CAIA | CS Licoma | Refrigerator | PQS_refr | Vestfrost | VLS 054A SDD Greenline |  | Solar | 2019 | Functioning well |  |  |  |  | CCE not to replace |  |  | 2023-02-28 | Sousa Ribe | PQS E003/106 | SDR | 55.5 | 0 | 0 | 70.176 | 52 | 4 |  | 2034 | 0 | 0 | 0 | 0 | 0 | 0 |  |  |  | 0 | 0 | 0 | 0 | 0 | 0 | 70.176 | 70.176 | 70.176 | 70.176 | 70.176 | 350.88 | 52 | 52 | 52 | 52 | 52 | 260 | 1110 |  | 0
0 | SOFALA | SP | CAIA | CS Murraça | Refrigerator | PQS_refr | Vestfrost | VLS 054A SDD Greenline |  | Solar | 2019 | Functioning well |  |  |  |  | CCE not to replace |  |  | 2023-02-28 | Sousa Ribe | PQS E003/106 | SDR | 55.5 | 0 | 0 | 70.176 | 52 | 4 |  | 2034 | 0 | 0 | 0 | 0 | 0 | 0 |  |  |  | 0 | 0 | 0 | 0 | 0 | 0 | 70.176 | 70.176 | 70.176 | 70.176 | 70.176 | 350.88 | 52 | 52 | 52 | 52 | 52 | 260 | 1111 |  | 0
0 | SOFALA | SP | CAIA | CS Murrema | Refrigerator | PQS_refr | Vestfrost | VLS 054A SDD Greenline |  | Solar | 2019 | Functioning well |  |  |  |  | CCE not to replace |  |  | 2023-02-28 | Sousa Ribe | PQS E003/106 | SDR | 55.5 | 0 | 0 | 70.176 | 52 | 4 |  | 2034 | 0 | 0 | 0 | 0 | 0 | 0 |  |  |  | 0 | 0 | 0 | 0 | 0 | 0 | 70.176 | 70.176 | 70.176 | 70.176 | 70.176 | 350.88 | 52 | 52 | 52 | 52 | 52 | 260 | 1112 |  | 0
0 | SOFALA | SP | CAIA | CS Ndoro | Refrigerator | PQS_refr | Vestfrost | VLS 054A SDD Greenline |  | Solar | 2019 | Functioning well |  |  |  |  | CCE not to replace |  |  | 2023-02-28 | Sousa Ribe | PQS E003/106 | SDR | 55.5 | 0 | 0 | 70.176 | 52 | 4 |  | 2034 | 0 | 0 | 0 | 0 | 0 | 0 |  |  |  | 0 | 0 | 0 | 0 | 0 | 0 | 70.176 | 70.176 | 70.176 | 70.176 | 70.176 | 350.88 | 52 | 52 | 52 | 52 | 52 | 260 | 1113 |  | 0
0 | SOFALA | SP | CAIA | CS Nhambalo | Refrigerator | PQS_refr | Vestfrost | VLS 054A SDD Greenline |  | Solar | 2019 | Functioning well |  |  |  |  | CCE not to replace |  |  | 2023-02-28 | Sousa Ribe | PQS E003/106 | SDR | 55.5 | 0 | 0 | 70.176 | 52 | 4 |  | 2034 | 0 | 0 | 0 | 0 | 0 | 0 |  |  |  | 0 | 0 | 0 | 0 | 0 | 0 | 70.176 | 70.176 | 70.176 | 70.176 | 70.176 | 350.88 | 52 | 52 | 52 | 52 | 52 | 260 | 1114 |  | 0
0 | SOFALA | SP | CAIA | CS Ntopa | Refrigerator | PQS_refr | Vestfrost | VLS 054A SDD Greenline |  | Solar | 2019 | Functioning well |  |  |  |  | CCE not to replace |  |  | 2023-02-28 | Sousa Ribe | PQS E003/106 | SDR | 55.5 | 0 | 0 | 70.176 | 52 | 4 |  | 2034 | 0 | 0 | 0 | 0 | 0 | 0 |  |  |  | 0 | 0 | 0 | 0 | 0 | 0 | 70.176 | 70.176 | 70.176 | 70.176 | 70.176 | 350.88 | 52 | 52 | 52 | 52 | 52 | 260 | 1115 |  | 0
0 | SOFALA | SP | CAIA | CS Sede | Refrigerator | PQS_refr | Vestfrost | VLS 054A SDD Greenline |  | Solar | 2019 | Functioning well |  |  |  |  | CCE not to replace |  |  | 2023-02-28 | Sousa Ribe | PQS E003/106 | SDR | 55.5 | 0 | 0 | 70.176 | 52 | 4 |  | 2034 | 0 | 0 | 0 | 0 | 0 | 0 |  |  |  | 0 | 0 | 0 | 0 | 0 | 0 | 70.176 | 70.176 | 70.176 | 70.176 | 70.176 | 350.88 | 52 | 52 | 52 | 52 | 52 | 260 | 1116 |  | 0
0 | SOFALA | SP | CAIA | CS Sena | Refrigerator | PQS_refr | Vestfrost | VLS 054A SDD Greenline |  | Solar | 2019 | Functioning well |  |  |  |  | CCE not to replace |  |  | 2023-02-28 | Sousa Ribe | PQS E003/106 | SDR | 55.5 | 0 | 0 | 70.176 | 52 | 4 |  | 2034 | 0 | 0 | 0 | 0 | 0 | 0 |  |  |  | 0 | 0 | 0 | 0 | 0 | 0 | 70.176 | 70.176 | 70.176 | 70.176 | 70.176 | 350.88 | 52 | 52 | 52 | 52 | 52 | 260 | 1117 |  | 0
0 | SOFALA | LD | MARROMEU | Depósito D. MARROMEU | Refrigerator | PQS_refr | B Medical Systems Sarl (Dometic) | TCW 80 AC |  | Electricity | 2020 | Functioning well |  |  |  |  | CCE not to replace |  | CCEOP1 | 2023-02-28 | Sousa Ribe | PQS E003/101 | ILR | 80.5 | 0 | 0 | 71.808 | 69.6 | 3 |  | 2035 | 0 | 0 | 0 | 0 | 0 | 0 |  |  |  | 0 | 0 | 0 | 0 | 0 | 0 | 71.808 | 71.808 | 71.808 | 71.808 | 71.808 | 359.04 | 69.6 | 69.6 | 69.6 | 69.6 | 69.6 | 348 | 1118 |  | 0
0 | SOFALA | LD | MARROMEU | Depósito D. MARROMEU | Freezer | PQS_freezer | Vestfrost | MF 314 |  | Electricity | 2020 | Functioning well |  |  |  |  | CCE not to replace |  | CCEOP1 | 2023-02-28 | Sousa Ribe | PQS E003/023 | VWPF | 0 | 281 | 0 | 13.752 | 253.8 | 3 |  | 2035 | 0 | 0 | 0 | 0 | 0 | 0 |  |  |  | 0 | 0 | 0 | 0 | 0 | 0 | 13.752 | 13.752 | 13.752 | 13.752 | 13.752 | 68.76 | 253.8 | 253.8 | 253.8 | 253.8 | 253.8 | 1269 | 1119 |  | 0
0 | SOFALA | LD | MARROMEU | Depósito D. MARROMEU | Freezer | PQS_freezer | Vestfrost | MF 314 |  | Electricity | 2020 | Functioning well |  |  |  |  | CCE not to replace |  | CCEOP1 | 2023-02-28 | Sousa Ribe | PQS E003/023 | VWPF | 0 | 281 | 0 | 13.752 | 253.8 | 3 |  | 2035 | 0 | 0 | 0 | 0 | 0 | 0 |  |  |  | 0 | 0 | 0 | 0 | 0 | 0 | 13.752 | 13.752 | 13.752 | 13.752 | 13.752 | 68.76 | 253.8 | 253.8 | 253.8 | 253.8 | 253.8 | 1269 | 1120 |  | 0
0 | SOFALA | LD | MARROMEU | Depósito D. MARROMEU | Refrigerator | PQS_refr | B Medical Systems Sarl (Dometic) | TCW 80 AC |  | Electricity | 2020 | Not functional, for breakage |  |  |  |  | CCE to remove & replace | Damaged by cyclone | CCEOP1 | 2023-02-28 | Sousa Ribe | PQS E003/101 | ILR | 80.5 | 0 | 0 | 71.808 | 69.6 | 3 | 2023 | 2023 | 1 | 0 | 0 | 0 | 0 | 1 |  |  |  | #N/A | 0 | 0 | 0 | 0 | #N/A | #N/A | #N/A | #N/A | #N/A | #N/A | #N/A | #N/A | #N/A | #N/A | #N/A | #N/A | #N/A | 1121 |  | 0
0 | SOFALA | SP | MARROMEU | CS Chupanga | Refrigerator | PQS_refr | Vestfrost | MK 304 |  | Electricity | 2020 | Functioning well |  |  |  |  | CCE not to replace |  |  | 2023-02-28 | Sousa Ribe | PQS E003/007 | ILR | 105 | 0 | 0 | 19.032 | 192 | 3 |  | 2035 | 0 | 0 | 0 | 0 | 0 | 0 |  |  |  | 0 | 0 | 0 | 0 | 0 | 0 | 19.032 | 19.032 | 19.032 | 19.032 | 19.032 | 95.16 | 192 | 192 | 192 | 192 | 192 | 960 | 1122 |  | 0
0 | SOFALA | SP | MARROMEU | CS Malingapanse | Refrigerator | PQS_refr | Vestfrost | VLS 056 RF SDD |  | Solar | 2020 | Functioning well |  |  |  |  | CCE not to replace |  | CCEOP1 | 2023-02-28 | Sousa Ribe | PQS E003/092 | SDRF | 36 | 34.3 | 0 | 116.04 | 52 | 3 |  | 2035 | 0 | 0 | 0 | 0 | 0 | 0 |  |  |  | 0 | 0 | 0 | 0 | 0 | 0 | 116.04 | 116.04 | 116.04 | 116.04 | 116.04 | 580.2 | 52 | 52 | 52 | 52 | 52 | 260 | 1123 |  | 0
0 | SOFALA | SP | MARROMEU | CS Nensa | Refrigerator | PQS_refr | Vestfrost | MK 304 |  | Electricity | 2020 | Functioning well |  |  |  |  | CCE not to replace |  |  | 2023-02-28 | Sousa Ribe | PQS E003/007 | ILR | 105 | 0 | 0 | 19.032 | 192 | 3 |  | 2035 | 0 | 0 | 0 | 0 | 0 | 0 |  |  |  | 0 | 0 | 0 | 0 | 0 | 0 | 19.032 | 19.032 | 19.032 | 19.032 | 19.032 | 95.16 | 192 | 192 | 192 | 192 | 192 | 960 | 1124 |  | 0
0 | SOFALA | SP | MARROMEU | CS Salone | Refrigerator | PQS_refr | Vestfrost | MK 304 |  | Electricity | 2020 | Functioning well |  |  |  |  | CCE not to replace |  |  | 2023-02-28 | Sousa Ribe | PQS E003/007 | ILR | 105 | 0 | 0 | 19.032 | 192 | 3 |  | 2035 | 0 | 0 | 0 | 0 | 0 | 0 |  |  |  | 0 | 0 | 0 | 0 | 0 | 0 | 19.032 | 19.032 | 19.032 | 19.032 | 19.032 | 95.16 | 192 | 192 | 192 | 192 | 192 | 960 | 1125 |  | 0
0 | SOFALA | SP | MARROMEU | HOSPITAL RURAL | Refrigerator | PQS_refr | Vestfrost | VLS 056 RF SDD |  | Solar | 2020 | Functioning well |  |  |  |  | CCE not to replace |  | CCEOP1 | 2023-02-28 | Sousa Ribe | PQS E003/092 | SDRF | 36 | 34.3 | 0 | 116.04 | 52 | 3 |  | 2035 | 0 | 0 | 0 | 0 | 0 | 0 |  |  |  | 0 | 0 | 0 | 0 | 0 | 0 | 116.04 | 116.04 | 116.04 | 116.04 | 116.04 | 580.2 | 52 | 52 | 52 | 52 | 52 | 260 | 1126 |  | 0
0 | SOFALA | SP | MARROMEU | HOSPITAL RURAL | Freezer | PQS_freezer | Vestfrost | MF 314 |  | Electricity | 2020 | Functioning well |  |  |  |  | CCE not to replace |  | CCEOP1 | 2023-02-28 | Sousa Ribe | PQS E003/023 | VWPF | 0 | 281 | 0 | 13.752 | 253.8 | 3 |  | 2035 | 0 | 0 | 0 | 0 | 0 | 0 |  |  |  | 0 | 0 | 0 | 0 | 0 | 0 | 13.752 | 13.752 | 13.752 | 13.752 | 13.752 | 68.76 | 253.8 | 253.8 | 253.8 | 253.8 | 253.8 | 1269 | 1127 |  | 0
0 | SOFALA | SP | MARROMEU | PS Bauaze | Refrigerator | PQS_refr | B Medical Systems Sarl (Dometic) | TCW 80 AC |  | Electricity | 2020 | Functioning well |  |  |  |  | CCE not to replace |  | CCEOP1 | 2023-02-28 | Sousa Ribe | PQS E003/101 | ILR | 80.5 | 0 | 0 | 71.808 | 69.6 | 3 |  | 2035 | 0 | 0 | 0 | 0 | 0 | 0 |  |  |  | 0 | 0 | 0 | 0 | 0 | 0 | 71.808 | 71.808 | 71.808 | 71.808 | 71.808 | 359.04 | 69.6 | 69.6 | 69.6 | 69.6 | 69.6 | 348 | 1128 |  | 0
0 | SOFALA | LD | CHERINGOMA | Depósito D. CHERINGOMA | Refrigerator | PQS_refr | Vestfrost | VLS 056 RF SDD |  | Solar | 2020 | Functioning well |  |  |  |  | CCE not to replace |  | CCEOP1 | 2023-02-28 | Sousa Ribe | PQS E003/092 | SDRF | 36 | 34.3 | 0 | 116.04 | 52 | 3 |  | 2035 | 0 | 0 | 0 | 0 | 0 | 0 |  |  |  | 0 | 0 | 0 | 0 | 0 | 0 | 116.04 | 116.04 | 116.04 | 116.04 | 116.04 | 580.2 | 52 | 52 | 52 | 52 | 52 | 260 | 1129 |  | 0
0 | SOFALA | LD | CHERINGOMA | Depósito D. CHERINGOMA | Refrigerator | PQS_refr | Vestfrost | VLS 056 RF SDD |  | Solar | 2020 | Functioning well |  |  |  |  | CCE not to replace |  | CCEOP1 | 2023-02-28 | Sousa Ribe | PQS E003/092 | SDRF | 36 | 34.3 | 0 | 116.04 | 52 | 3 |  | 2035 | 0 | 0 | 0 | 0 | 0 | 0 |  |  |  | 0 | 0 | 0 | 0 | 0 | 0 | 116.04 | 116.04 | 116.04 | 116.04 | 116.04 | 580.2 | 52 | 52 | 52 | 52 | 52 | 260 | 1130 |  | 0
0 | SOFALA | LD | CHERINGOMA | Depósito D. CHERINGOMA | Refrigerator | PQS_refr | Vestfrost | VLS 056 RF SDD |  | Solar | 2020 | Functioning well |  |  |  |  | CCE not to replace |  | CCEOP1 | 2023-02-28 | Sousa Ribe | PQS E003/092 | SDRF | 36 | 34.3 | 0 | 116.04 | 52 | 3 |  | 2035 | 0 | 0 | 0 | 0 | 0 | 0 |  |  |  | 0 | 0 | 0 | 0 | 0 | 0 | 116.04 | 116.04 | 116.04 | 116.04 | 116.04 | 580.2 | 52 | 52 | 52 | 52 | 52 | 260 | 1131 |  | 0
0 | SOFALA | SP | CHERINGOMA | CS Maciamboza | Refrigerator | PQS_refr | B Medical Systems Sarl (Dometic) | TCW 80 AC |  | Electricity | 2020 | Functioning well |  |  |  |  | CCE not to replace |  | CCEOP1 | 2023-02-28 | Sousa Ribe | PQS E003/101 | ILR | 80.5 | 0 | 0 | 71.808 | 69.6 | 3 |  | 2035 | 0 | 0 | 0 | 0 | 0 | 0 |  |  |  | 0 | 0 | 0 | 0 | 0 | 0 | 71.808 | 71.808 | 71.808 | 71.808 | 71.808 | 359.04 | 69.6 | 69.6 | 69.6 | 69.6 | 69.6 | 348 | 1132 |  | 0
0 | SOFALA | SP | CHERINGOMA | CS Maciamboza | Refrigerator | PQS_refr | B Medical Systems Sarl (Dometic) | TCW 80 AC |  | Electricity | 2020 | Functioning well |  |  |  |  | CCE not to replace |  | CCEOP1 | 2023-02-28 | Sousa Ribe | PQS E003/101 | ILR | 80.5 | 0 | 0 | 71.808 | 69.6 | 3 |  | 2035 | 0 | 0 | 0 | 0 | 0 | 0 |  |  |  | 0 | 0 | 0 | 0 | 0 | 0 | 71.808 | 71.808 | 71.808 | 71.808 | 71.808 | 359.04 | 69.6 | 69.6 | 69.6 | 69.6 | 69.6 | 348 | 1133 |  | 0
0 | SOFALA | SP | CHERINGOMA | CS Mazamba | Refrigerator | PQS_refr | Vestfrost | VLS 056 RF SDD |  | Solar | 2020 | Functioning well |  |  |  |  | CCE not to replace |  | CCEOP1 | 2023-02-28 | Sousa Ribe | PQS E003/092 | SDRF | 36 | 34.3 | 0 | 116.04 | 52 | 3 |  | 2035 | 0 | 0 | 0 | 0 | 0 | 0 |  |  |  | 0 | 0 | 0 | 0 | 0 | 0 | 116.04 | 116.04 | 116.04 | 116.04 | 116.04 | 580.2 | 52 | 52 | 52 | 52 | 52 | 260 | 1134 |  | 0
0 | SOFALA | SP | CHERINGOMA | CS Mazamba | Refrigerator | PQS_refr | B Medical Systems Sarl (Dometic) | TCW 80 AC |  | Electricity | 2020 | Functioning well |  |  |  |  | CCE not to replace |  | CCEOP1 | 2023-02-28 | Sousa Ribe | PQS E003/101 | ILR | 80.5 | 0 | 0 | 71.808 | 69.6 | 3 |  | 2035 | 0 | 0 | 0 | 0 | 0 | 0 |  |  |  | 0 | 0 | 0 | 0 | 0 | 0 | 71.808 | 71.808 | 71.808 | 71.808 | 71.808 | 359.04 | 69.6 | 69.6 | 69.6 | 69.6 | 69.6 | 348 | 1135 |  | 0
0 | SOFALA | SP | CHERINGOMA | CS Pungue | Refrigerator | PQS_refr | Vestfrost | VLS 056 RF SDD |  | Solar | 2020 | Functioning well |  |  |  |  | CCE not to replace |  | CCEOP1 | 2023-02-28 | Sousa Ribe | PQS E003/092 | SDRF | 36 | 34.3 | 0 | 116.04 | 52 | 3 |  | 2035 | 0 | 0 | 0 | 0 | 0 | 0 |  |  |  | 0 | 0 | 0 | 0 | 0 | 0 | 116.04 | 116.04 | 116.04 | 116.04 | 116.04 | 580.2 | 52 | 52 | 52 | 52 | 52 | 260 | 1136 |  | 0
0 | SOFALA | SP | CHERINGOMA | PS Inhamitanga | Refrigerator | PQS_refr | B Medical Systems Sarl (Dometic) | TCW 80 AC |  | Electricity | 2020 | Functioning well |  |  |  |  | CCE not to replace |  | CCEOP1 | 2023-02-28 | Sousa Ribe | PQS E003/101 | ILR | 80.5 | 0 | 0 | 71.808 | 69.6 | 3 |  | 2035 | 0 | 0 | 0 | 0 | 0 | 0 |  |  |  | 0 | 0 | 0 | 0 | 0 | 0 | 71.808 | 71.808 | 71.808 | 71.808 | 71.808 | 359.04 | 69.6 | 69.6 | 69.6 | 69.6 | 69.6 | 348 | 1137 |  | 0
0 | SOFALA | LD | GORONGOZA | Depósito D. GORONGOZA | Refrigerator | PQS_refr | B Medical Systems Sarl (Dometic) | TCW 80 AC |  | Electricity | 2020 | Functioning well |  |  |  |  | CCE not to replace |  | CCEOP1 | 2023-02-28 | Sousa Ribe | PQS E003/101 | ILR | 80.5 | 0 | 0 | 71.808 | 69.6 | 3 |  | 2035 | 0 | 0 | 0 | 0 | 0 | 0 |  |  |  | 0 | 0 | 0 | 0 | 0 | 0 | 71.808 | 71.808 | 71.808 | 71.808 | 71.808 | 359.04 | 69.6 | 69.6 | 69.6 | 69.6 | 69.6 | 348 | 1138 |  | 0
0 | SOFALA | LD | GORONGOZA | Depósito D. GORONGOZA | Refrigerator | PQS_refr | B Medical Systems Sarl (Dometic) | TCW 80 AC |  | Electricity | 2020 | Functioning well |  |  |  |  | CCE not to replace |  | CCEOP1 | 2023-02-28 | Sousa Ribe | PQS E003/101 | ILR | 80.5 | 0 | 0 | 71.808 | 69.6 | 3 |  | 2035 | 0 | 0 | 0 | 0 | 0 | 0 |  |  |  | 0 | 0 | 0 | 0 | 0 | 0 | 71.808 | 71.808 | 71.808 | 71.808 | 71.808 | 359.04 | 69.6 | 69.6 | 69.6 | 69.6 | 69.6 | 348 | 1139 |  | 0
0 | SOFALA | LD | GORONGOZA | Depósito D. GORONGOZA | Refrigerator | PQS_refr | B Medical Systems Sarl (Dometic) | TCW 80 AC |  | Electricity | 2020 | Functioning well |  |  |  |  | CCE not to replace |  | CCEOP1 | 2023-02-28 | Sousa Ribe | PQS E003/101 | ILR | 80.5 | 0 | 0 | 71.808 | 69.6 | 3 |  | 2035 | 0 | 0 | 0 | 0 | 0 | 0 |  |  |  | 0 | 0 | 0 | 0 | 0 | 0 | 71.808 | 71.808 | 71.808 | 71.808 | 71.808 | 359.04 | 69.6 | 69.6 | 69.6 | 69.6 | 69.6 | 348 | 1140 |  | 0
0 | SOFALA | LD | GORONGOZA | Depósito D. GORONGOZA | Refrigerator | PQS_refr | Vestfrost | VLS 056 RF SDD |  | Solar | 2019 | Functioning well |  |  |  |  | CCE not to replace |  |  | 2023-02-28 | Sousa Ribe | PQS E003/092 | SDRF | 36 | 34.3 | 0 | 116.04 | 52 | 4 |  | 2034 | 0 | 0 | 0 | 0 | 0 | 0 |  |  |  | 0 | 0 | 0 | 0 | 0 | 0 | 116.04 | 116.04 | 116.04 | 116.04 | 116.04 | 580.2 | 52 | 52 | 52 | 52 | 52 | 260 | 1141 |  | 0
0 | SOFALA | SP | GORONGOZA | CS Cudzo | Refrigerator | PQS_refr | Vestfrost | VLS 056 RF SDD |  | Solar | 2020 | Functioning well |  |  |  |  | CCE not to replace |  | CCEOP1 | 2023-02-28 | Sousa Ribe | PQS E003/092 | SDRF | 36 | 34.3 | 0 | 116.04 | 52 | 3 |  | 2035 | 0 | 0 | 0 | 0 | 0 | 0 |  |  |  | 0 | 0 | 0 | 0 | 0 | 0 | 116.04 | 116.04 | 116.04 | 116.04 | 116.04 | 580.2 | 52 | 52 | 52 | 52 | 52 | 260 | 1142 |  | 0
0 | SOFALA | SP | GORONGOZA | CS Mucodza | Refrigerator | PQS_refr | B Medical Systems Sarl (Dometic) | TCW 80 AC |  | Electricity | 2020 | Functioning well |  |  |  |  | CCE not to replace |  | CCEOP1 | 2023-02-28 | Sousa Ribe | PQS E003/101 | ILR | 80.5 | 0 | 0 | 71.808 | 69.6 | 3 |  | 2035 | 0 | 0 | 0 | 0 | 0 | 0 |  |  |  | 0 | 0 | 0 | 0 | 0 | 0 | 71.808 | 71.808 | 71.808 | 71.808 | 71.808 | 359.04 | 69.6 | 69.6 | 69.6 | 69.6 | 69.6 | 348 | 1143 |  | 0
0 | SOFALA | SP | GORONGOZA | CS Muera | Refrigerator | PQS_refr | B Medical Systems Sarl (Dometic) | TCW 80 AC |  | Electricity | 2020 | Functioning well |  |  |  |  | CCE not to replace |  | CCEOP1 | 2023-02-28 | Sousa Ribe | PQS E003/101 | ILR | 80.5 | 0 | 0 | 71.808 | 69.6 | 3 |  | 2035 | 0 | 0 | 0 | 0 | 0 | 0 |  |  |  | 0 | 0 | 0 | 0 | 0 | 0 | 71.808 | 71.808 | 71.808 | 71.808 | 71.808 | 359.04 | 69.6 | 69.6 | 69.6 | 69.6 | 69.6 | 348 | 1144 |  | 0
0 | SOFALA | SP | GORONGOZA | CS Nhambondo | Refrigerator | PQS_refr | B Medical Systems Sarl (Dometic) | TCW 80 AC |  | Electricity | 2020 | Functioning well |  |  |  |  | CCE not to replace |  | CCEOP1 | 2023-02-28 | Sousa Ribe | PQS E003/101 | ILR | 80.5 | 0 | 0 | 71.808 | 69.6 | 3 |  | 2035 | 0 | 0 | 0 | 0 | 0 | 0 |  |  |  | 0 | 0 | 0 | 0 | 0 | 0 | 71.808 | 71.808 | 71.808 | 71.808 | 71.808 | 359.04 | 69.6 | 69.6 | 69.6 | 69.6 | 69.6 | 348 | 1145 |  | 0
0 | SOFALA | SP | GORONGOZA | CS Nhamissongora | Refrigerator | PQS_refr | Vestfrost | VLS 026 RF Green Line |  | Solar | 2020 | Functioning well |  |  |  |  | CCE not to replace |  | CCEOP1 | 2023-02-28 | Sousa Ribe | PQS E003/091 | SDRF | 20 | 34.3 | 0 | 109.2 | 52 | 3 |  | 2035 | 0 | 0 | 0 | 0 | 0 | 0 |  |  |  | 0 | 0 | 0 | 0 | 0 | 0 | 109.2 | 109.2 | 109.2 | 109.2 | 109.2 | 546 | 52 | 52 | 52 | 52 | 52 | 260 | 1146 |  | 0
0 | SOFALA | SP | GORONGOZA | CS Piro | Refrigerator | PQS_refr | Vestfrost | VLS 026 RF Green Line |  | Solar | 2020 | Functioning well |  |  |  |  | CCE not to replace |  | CCEOP1 | 2023-02-28 | Sousa Ribe | PQS E003/091 | SDRF | 20 | 34.3 | 0 | 109.2 | 52 | 3 |  | 2035 | 0 | 0 | 0 | 0 | 0 | 0 |  |  |  | 0 | 0 | 0 | 0 | 0 | 0 | 109.2 | 109.2 | 109.2 | 109.2 | 109.2 | 546 | 52 | 52 | 52 | 52 | 52 | 260 | 1147 |  | 0
0 | SOFALA | SP | GORONGOZA | CS Pungue | Refrigerator | PQS_refr | B Medical Systems Sarl (Dometic) | TCW 80 AC |  | Electricity | 2020 | Functioning well |  |  |  |  | CCE not to replace |  | CCEOP1 | 2023-02-28 | Sousa Ribe | PQS E003/101 | ILR | 80.5 | 0 | 0 | 71.808 | 69.6 | 3 |  | 2035 | 0 | 0 | 0 | 0 | 0 | 0 |  |  |  | 0 | 0 | 0 | 0 | 0 | 0 | 71.808 | 71.808 | 71.808 | 71.808 | 71.808 | 359.04 | 69.6 | 69.6 | 69.6 | 69.6 | 69.6 | 348 | 1148 |  | 0
0 | SOFALA | SP | GORONGOZA | CS Sede | Refrigerator | PQS_refr | Vestfrost | VLS 026 RF Green Line |  | Solar | 2020 | Functioning well |  |  |  |  | CCE not to replace |  | CCEOP1 | 2023-02-28 | Sousa Ribe | PQS E003/091 | SDRF | 20 | 34.3 | 0 | 109.2 | 52 | 3 |  | 2035 | 0 | 0 | 0 | 0 | 0 | 0 |  |  |  | 0 | 0 | 0 | 0 | 0 | 0 | 109.2 | 109.2 | 109.2 | 109.2 | 109.2 | 546 | 52 | 52 | 52 | 52 | 52 | 260 | 1149 |  | 0
0 | SOFALA | SP | GORONGOZA | CS Tsiquir | Refrigerator | PQS_refr | Vestfrost | VLS 026 RF Green Line |  | Solar | 2020 | Functioning well |  |  |  |  | CCE not to replace |  | CCEOP1 | 2023-02-28 | Sousa Ribe | PQS E003/091 | SDRF | 20 | 34.3 | 0 | 109.2 | 52 | 3 |  | 2035 | 0 | 0 | 0 | 0 | 0 | 0 |  |  |  | 0 | 0 | 0 | 0 | 0 | 0 | 109.2 | 109.2 | 109.2 | 109.2 | 109.2 | 546 | 52 | 52 | 52 | 52 | 52 | 260 | 1150 |  | 0
0 | SOFALA | SP | GORONGOZA | CS Vunduzi | Refrigerator | PQS_refr | Vestfrost | VLS 056 RF SDD |  | Solar | 2020 | Functioning well |  |  |  |  | CCE not to replace |  | CCEOP1 | 2023-02-28 | Sousa Ribe | PQS E003/092 | SDRF | 36 | 34.3 | 0 | 116.04 | 52 | 3 |  | 2035 | 0 | 0 | 0 | 0 | 0 | 0 |  |  |  | 0 | 0 | 0 | 0 | 0 | 0 | 116.04 | 116.04 | 116.04 | 116.04 | 116.04 | 580.2 | 52 | 52 | 52 | 52 | 52 | 260 | 1151 |  | 0
0 | SOFALA | SP | GORONGOZA | Posto de Saude de Juchenge | Refrigerator | PQS_refr | B Medical Systems Sarl (Dometic) | TCW 80 AC |  | Electricity | 2020 | Functioning well |  |  |  |  | CCE not to replace |  | CCEOP1 | 2023-02-28 | Sousa Ribe | PQS E003/101 | ILR | 80.5 | 0 | 0 | 71.808 | 69.6 | 3 |  | 2035 | 0 | 0 | 0 | 0 | 0 | 0 |  |  |  | 0 | 0 | 0 | 0 | 0 | 0 | 71.808 | 71.808 | 71.808 | 71.808 | 71.808 | 359.04 | 69.6 | 69.6 | 69.6 | 69.6 | 69.6 | 348 | 1152 |  | 0
0 | SOFALA | LD | CHIBABAVA | Depósito D. CHIBABAVA | Refrigerator | PQS_refr | Vestfrost | VLS 026 RF Green Line |  | Solar | 2020 | Functioning well |  |  |  |  | CCE not to replace |  | CCEOP1 | 2023-02-28 | Sousa Ribe | PQS E003/091 | SDRF | 20 | 34.3 | 0 | 109.2 | 52 | 3 |  | 2035 | 0 | 0 | 0 | 0 | 0 | 0 |  |  |  | 0 | 0 | 0 | 0 | 0 | 0 | 109.2 | 109.2 | 109.2 | 109.2 | 109.2 | 546 | 52 | 52 | 52 | 52 | 52 | 260 | 1153 |  | 0
0 | SOFALA | LD | CHIBABAVA | Depósito D. CHIBABAVA | Refrigerator | PQS_refr | B Medical Systems Sarl (Dometic) | TCW 80 AC |  | Electricity | 2020 | Functioning well |  |  |  |  | CCE not to replace |  | CCEOP1 | 2023-02-28 | Sousa Ribe | PQS E003/101 | ILR | 80.5 | 0 | 0 | 71.808 | 69.6 | 3 |  | 2035 | 0 | 0 | 0 | 0 | 0 | 0 |  |  |  | 0 | 0 | 0 | 0 | 0 | 0 | 71.808 | 71.808 | 71.808 | 71.808 | 71.808 | 359.04 | 69.6 | 69.6 | 69.6 | 69.6 | 69.6 | 348 | 1154 |  | 0
0 | SOFALA | LD | CHIBABAVA | Depósito D. CHIBABAVA | Refrigerator | PQS_refr | Vestfrost | VLS 026 RF Green Line |  | Solar | 2020 | Functioning well |  |  |  |  | CCE not to replace |  | CCEOP1 | 2023-02-28 | Sousa Ribe | PQS E003/091 | SDRF | 20 | 34.3 | 0 | 109.2 | 52 | 3 |  | 2035 | 0 | 0 | 0 | 0 | 0 | 0 |  |  |  | 0 | 0 | 0 | 0 | 0 | 0 | 109.2 | 109.2 | 109.2 | 109.2 | 109.2 | 546 | 52 | 52 | 52 | 52 | 52 | 260 | 1155 |  | 0
0 | SOFALA | LD | CHIBABAVA | Depósito D. CHIBABAVA | Refrigerator | PQS_refr | Vestfrost | VLS 026 RF Green Line |  | Solar | 2020 | Functioning well |  |  |  |  | CCE not to replace |  | CCEOP1 | 2023-02-28 | Sousa Ribe | PQS E003/091 | SDRF | 20 | 34.3 | 0 | 109.2 | 52 | 3 |  | 2035 | 0 | 0 | 0 | 0 | 0 | 0 |  |  |  | 0 | 0 | 0 | 0 | 0 | 0 | 109.2 | 109.2 | 109.2 | 109.2 | 109.2 | 546 | 52 | 52 | 52 | 52 | 52 | 260 | 1156 |  | 0
0 | SOFALA | SP | CHIBABAVA | CS Hoode | Refrigerator | PQS_refr | B Medical Systems Sarl (Dometic) | TCW 80 AC |  | Electricity | 2020 | Functioning well |  |  |  |  | CCE not to replace |  | CCEOP1 | 2023-02-28 | Sousa Ribe | PQS E003/101 | ILR | 80.5 | 0 | 0 | 71.808 | 69.6 | 3 |  | 2035 | 0 | 0 | 0 | 0 | 0 | 0 |  |  |  | 0 | 0 | 0 | 0 | 0 | 0 | 71.808 | 71.808 | 71.808 | 71.808 | 71.808 | 359.04 | 69.6 | 69.6 | 69.6 | 69.6 | 69.6 | 348 | 1157 |  | 0
0 | SOFALA | SP | CHIBABAVA | CS Hoode | Refrigerator | PQS_refr | Vestfrost | VLS 154A SDD Greenline |  | Solar | 2021 | Functioning well |  |  |  |  | CCE not to replace |  |  | 2023-02-28 | Sousa Ribe | PQS E003/108 | SDR | 170 | 0 | 0 | 98.472 | 52 | 2 |  | 2036 | 0 | 0 | 0 | 0 | 0 | 0 |  |  |  | 0 | 0 | 0 | 0 | 0 | 0 | 98.472 | 98.472 | 98.472 | 98.472 | 98.472 | 492.36 | 52 | 52 | 52 | 52 | 52 | 260 | 1158 |  | 0
0 | SOFALA | SP | CHIBABAVA | CS Mangunde | Refrigerator | PQS_refr | Vestfrost | VLS 154A SDD Greenline |  | Solar | 2021 | Functioning well |  |  |  |  | CCE not to replace |  |  | 2023-02-28 | Sousa Ribe | PQS E003/108 | SDR | 170 | 0 | 0 | 98.472 | 52 | 2 |  | 2036 | 0 | 0 | 0 | 0 | 0 | 0 |  |  |  | 0 | 0 | 0 | 0 | 0 | 0 | 98.472 | 98.472 | 98.472 | 98.472 | 98.472 | 492.36 | 52 | 52 | 52 | 52 | 52 | 260 | 1159 |  | 0
0 | SOFALA | SP | CHIBABAVA | CS Mangunde | Refrigerator | PQS_refr | Vestfrost | VLS 154A SDD Greenline |  | Solar | 2021 | Functioning well |  |  |  |  | CCE not to replace |  |  | 2023-02-28 | Sousa Ribe | PQS E003/108 | SDR | 170 | 0 | 0 | 98.472 | 52 | 2 |  | 2036 | 0 | 0 | 0 | 0 | 0 | 0 |  |  |  | 0 | 0 | 0 | 0 | 0 | 0 | 98.472 | 98.472 | 98.472 | 98.472 | 98.472 | 492.36 | 52 | 52 | 52 | 52 | 52 | 260 | 1160 |  | 0
0 | SOFALA | SP | CHIBABAVA | CS Muligue | Refrigerator | PQS_refr | Vestfrost | VLS 154A SDD Greenline |  | Solar | 2021 | Functioning well |  |  |  |  | CCE not to replace |  |  | 2023-02-28 | Sousa Ribe | PQS E003/108 | SDR | 170 | 0 | 0 | 98.472 | 52 | 2 |  | 2036 | 0 | 0 | 0 | 0 | 0 | 0 |  |  |  | 0 | 0 | 0 | 0 | 0 | 0 | 98.472 | 98.472 | 98.472 | 98.472 | 98.472 | 492.36 | 52 | 52 | 52 | 52 | 52 | 260 | 1161 |  | 0
0 | SOFALA | SP | CHIBABAVA | CS Mutindir | Refrigerator | PQS_refr | Vestfrost | VLS 154A SDD Greenline |  | Solar | 2021 | Functioning well |  |  |  |  | CCE not to replace |  |  | 2023-02-28 | Sousa Ribe | PQS E003/108 | SDR | 170 | 0 | 0 | 98.472 | 52 | 2 |  | 2036 | 0 | 0 | 0 | 0 | 0 | 0 |  |  |  | 0 | 0 | 0 | 0 | 0 | 0 | 98.472 | 98.472 | 98.472 | 98.472 | 98.472 | 492.36 | 52 | 52 | 52 | 52 | 52 | 260 | 1162 |  | 0
0 | SOFALA | SP | CHIBABAVA | CS Muxeve | Refrigerator | PQS_refr | Vestfrost | VLS 154A SDD Greenline |  | Solar | 2021 | Functioning well |  |  |  |  | CCE not to replace |  |  | 2023-02-28 | Sousa Ribe | PQS E003/108 | SDR | 170 | 0 | 0 | 98.472 | 52 | 2 |  | 2036 | 0 | 0 | 0 | 0 | 0 | 0 |  |  |  | 0 | 0 | 0 | 0 | 0 | 0 | 98.472 | 98.472 | 98.472 | 98.472 | 98.472 | 492.36 | 52 | 52 | 52 | 52 | 52 | 260 | 1163 |  | 0
0 | SOFALA | SP | CHIBABAVA | CS Nhango | Refrigerator | PQS_refr | Vestfrost | VLS 154A SDD Greenline |  | Solar | 2021 | Functioning well |  |  |  |  | CCE not to replace |  |  | 2023-02-28 | Sousa Ribe | PQS E003/108 | SDR | 170 | 0 | 0 | 98.472 | 52 | 2 |  | 2036 | 0 | 0 | 0 | 0 | 0 | 0 |  |  |  | 0 | 0 | 0 | 0 | 0 | 0 | 98.472 | 98.472 | 98.472 | 98.472 | 98.472 | 492.36 | 52 | 52 | 52 | 52 | 52 | 260 | 1164 |  | 0
0 | SOFALA | SP | CHIBABAVA | CS Panja | Refrigerator | PQS_refr | Vestfrost | VLS 154A SDD Greenline |  | Solar | 2021 | Functioning well |  |  |  |  | CCE not to replace |  |  | 2023-02-28 | Sousa Ribe | PQS E003/108 | SDR | 170 | 0 | 0 | 98.472 | 52 | 2 |  | 2036 | 0 | 0 | 0 | 0 | 0 | 0 |  |  |  | 0 | 0 | 0 | 0 | 0 | 0 | 98.472 | 98.472 | 98.472 | 98.472 | 98.472 | 492.36 | 52 | 52 | 52 | 52 | 52 | 260 | 1165 |  | 0
0 | SOFALA | SP | CHIBABAVA | CS Revuè | Refrigerator | PQS_refr | Vestfrost | VLS 154A SDD Greenline |  | Solar | 2021 | Functioning well |  |  |  |  | CCE not to replace |  |  | 2023-02-28 | Sousa Ribe | PQS E003/108 | SDR | 170 | 0 | 0 | 98.472 | 52 | 2 |  | 2036 | 0 | 0 | 0 | 0 | 0 | 0 |  |  |  | 0 | 0 | 0 | 0 | 0 | 0 | 98.472 | 98.472 | 98.472 | 98.472 | 98.472 | 492.36 | 52 | 52 | 52 | 52 | 52 | 260 | 1166 |  | 0
0 | SOFALA | SP | CHIBABAVA | CS Sede | Refrigerator | PQS_refr | Vestfrost | VLS 154A SDD Greenline |  | Solar | 2021 | Functioning well |  |  |  |  | CCE not to replace |  |  | 2023-02-28 | Sousa Ribe | PQS E003/108 | SDR | 170 | 0 | 0 | 98.472 | 52 | 2 |  | 2036 | 0 | 0 | 0 | 0 | 0 | 0 |  |  |  | 0 | 0 | 0 | 0 | 0 | 0 | 98.472 | 98.472 | 98.472 | 98.472 | 98.472 | 492.36 | 52 | 52 | 52 | 52 | 52 | 260 | 1167 |  | 0
0 | SOFALA | SP | CHIBABAVA | CS Tronga | Refrigerator | PQS_refr | Vestfrost | VLS 154A SDD Greenline |  | Solar | 2021 | Functioning well |  |  |  |  | CCE not to replace |  |  | 2023-02-28 | Sousa Ribe | PQS E003/108 | SDR | 170 | 0 | 0 | 98.472 | 52 | 2 |  | 2036 | 0 | 0 | 0 | 0 | 0 | 0 |  |  |  | 0 | 0 | 0 | 0 | 0 | 0 | 98.472 | 98.472 | 98.472 | 98.472 | 98.472 | 492.36 | 52 | 52 | 52 | 52 | 52 | 260 | 1168 |  | 0
0 | SOFALA | SP | CHIBABAVA | CS Zove | Refrigerator | PQS_refr | Vestfrost | VLS 154A SDD Greenline |  | Solar | 2021 | Functioning well |  |  |  |  | CCE not to replace |  |  | 2023-02-28 | Sousa Ribe | PQS E003/108 | SDR | 170 | 0 | 0 | 98.472 | 52 | 2 |  | 2036 | 0 | 0 | 0 | 0 | 0 | 0 |  |  |  | 0 | 0 | 0 | 0 | 0 | 0 | 98.472 | 98.472 | 98.472 | 98.472 | 98.472 | 492.36 | 52 | 52 | 52 | 52 | 52 | 260 | 1169 |  | 0
0 | SOFALA | SP | CHIBABAVA | Hospital Rural de Muxungue | Refrigerator | PQS_refr | Vestfrost | VLS 154A SDD Greenline |  | Solar | 2021 | Functioning well |  |  |  |  | CCE not to replace |  |  | 2023-02-28 | Sousa Ribe | PQS E003/108 | SDR | 170 | 0 | 0 | 98.472 | 52 | 2 |  | 2036 | 0 | 0 | 0 | 0 | 0 | 0 |  |  |  | 0 | 0 | 0 | 0 | 0 | 0 | 98.472 | 98.472 | 98.472 | 98.472 | 98.472 | 492.36 | 52 | 52 | 52 | 52 | 52 | 260 | 1170 |  | 0
0 | SOFALA | SP | CHIBABAVA | Hospital Rural de Muxungue | Refrigerator | PQS_refr | Vestfrost | VLS 056 RF SDD |  | Solar | 2019 | Functioning well |  |  |  |  | CCE not to replace |  |  | 2023-02-28 | Sousa Ribe | PQS E003/092 | SDRF | 36 | 34.3 | 0 | 116.04 | 52 | 4 |  | 2034 | 0 | 0 | 0 | 0 | 0 | 0 |  |  |  | 0 | 0 | 0 | 0 | 0 | 0 | 116.04 | 116.04 | 116.04 | 116.04 | 116.04 | 580.2 | 52 | 52 | 52 | 52 | 52 | 260 | 1171 |  | 0
0 | SOFALA | SP | CHIBABAVA | PS MASSEQUESSA | Refrigerator | PQS_refr | B Medical Systems Sarl (Dometic) | TCW 80 AC |  | Electricity | 2020 | Functioning well |  |  |  |  | CCE not to replace |  | CCEOP1 | 2023-02-28 | Sousa Ribe | PQS E003/101 | ILR | 80.5 | 0 | 0 | 71.808 | 69.6 | 3 |  | 2035 | 0 | 0 | 0 | 0 | 0 | 0 |  |  |  | 0 | 0 | 0 | 0 | 0 | 0 | 71.808 | 71.808 | 71.808 | 71.808 | 71.808 | 359.04 | 69.6 | 69.6 | 69.6 | 69.6 | 69.6 | 348 | 1172 |  | 0
0 | SOFALA | LD | NHAMATANDA | Depósito D. NHAMATANDA | Refrigerator | PQS_refr | B Medical Systems Sarl (Dometic) | TCW 80 AC |  | Electricity | 2020 | Functioning well |  |  |  |  | CCE not to replace |  | CCEOP1 | 2023-02-28 | Sousa Ribe | PQS E003/101 | ILR | 80.5 | 0 | 0 | 71.808 | 69.6 | 3 |  | 2035 | 0 | 0 | 0 | 0 | 0 | 0 |  |  |  | 0 | 0 | 0 | 0 | 0 | 0 | 71.808 | 71.808 | 71.808 | 71.808 | 71.808 | 359.04 | 69.6 | 69.6 | 69.6 | 69.6 | 69.6 | 348 | 1173 |  | 0
0 | SOFALA | LD | NHAMATANDA | Depósito D. NHAMATANDA | Refrigerator | PQS_refr | Vestfrost | VLS 026 RF Green Line |  | Solar | 2020 | Functioning well |  |  |  |  | CCE not to replace |  | CCEOP1 | 2023-02-28 | Sousa Ribe | PQS E003/091 | SDRF | 20 | 34.3 | 0 | 109.2 | 52 | 3 |  | 2035 | 0 | 0 | 0 | 0 | 0 | 0 |  |  |  | 0 | 0 | 0 | 0 | 0 | 0 | 109.2 | 109.2 | 109.2 | 109.2 | 109.2 | 546 | 52 | 52 | 52 | 52 | 52 | 260 | 1174 |  | 0
0 | SOFALA | LD | NHAMATANDA | Depósito D. NHAMATANDA | Refrigerator | PQS_refr | B Medical Systems Sarl (Dometic) | TCW 80 AC |  | Electricity | 2020 | Functioning well |  |  |  |  | CCE not to replace |  | CCEOP1 | 2023-02-28 | Sousa Ribe | PQS E003/101 | ILR | 80.5 | 0 | 0 | 71.808 | 69.6 | 3 |  | 2035 | 0 | 0 | 0 | 0 | 0 | 0 |  |  |  | 0 | 0 | 0 | 0 | 0 | 0 | 71.808 | 71.808 | 71.808 | 71.808 | 71.808 | 359.04 | 69.6 | 69.6 | 69.6 | 69.6 | 69.6 | 348 | 1175 |  | 0
0 | SOFALA | LD | NHAMATANDA | Depósito D. NHAMATANDA | Refrigerator | PQS_refr | B Medical Systems Sarl (Dometic) | TCW 80 AC |  | Electricity | 2020 | Functioning well |  |  |  |  | CCE not to replace |  | CCEOP1 | 2023-02-28 | Sousa Ribe | PQS E003/101 | ILR | 80.5 | 0 | 0 | 71.808 | 69.6 | 3 |  | 2035 | 0 | 0 | 0 | 0 | 0 | 0 |  |  |  | 0 | 0 | 0 | 0 | 0 | 0 | 71.808 | 71.808 | 71.808 | 71.808 | 71.808 | 359.04 | 69.6 | 69.6 | 69.6 | 69.6 | 69.6 | 348 | 1176 |  | 0
0 | SOFALA | SP | NHAMATANDA | CS Chiro | Refrigerator | PQS_refr | Vestfrost | VLS 026 RF Green Line |  | Solar | 2020 | Functioning well |  |  |  |  | CCE not to replace |  | CCEOP1 | 2023-02-28 | Sousa Ribe | PQS E003/091 | SDRF | 20 | 34.3 | 0 | 109.2 | 52 | 3 |  | 2035 | 0 | 0 | 0 | 0 | 0 | 0 |  |  |  | 0 | 0 | 0 | 0 | 0 | 0 | 109.2 | 109.2 | 109.2 | 109.2 | 109.2 | 546 | 52 | 52 | 52 | 52 | 52 | 260 | 1177 |  | 0
0 | SOFALA | SP | NHAMATANDA | CS Chiro | Refrigerator | PQS_refr | B Medical Systems Sarl (Dometic) | TCW 80 AC |  | Electricity | 2020 | Functioning well |  |  |  |  | CCE not to replace |  | CCEOP1 | 2023-02-28 | Sousa Ribe | PQS E003/101 | ILR | 80.5 | 0 | 0 | 71.808 | 69.6 | 3 |  | 2035 | 0 | 0 | 0 | 0 | 0 | 0 |  |  |  | 0 | 0 | 0 | 0 | 0 | 0 | 71.808 | 71.808 | 71.808 | 71.808 | 71.808 | 359.04 | 69.6 | 69.6 | 69.6 | 69.6 | 69.6 | 348 | 1178 |  | 0
0 | SOFALA | SP | NHAMATANDA | CS Jasse Manguena | Refrigerator | PQS_refr | Vestfrost | VLS 026 RF Green Line |  | Solar | 2020 | Functioning well |  |  |  |  | CCE not to replace |  | CCEOP1 | 2023-02-28 | Sousa Ribe | PQS E003/091 | SDRF | 20 | 34.3 | 0 | 109.2 | 52 | 3 |  | 2035 | 0 | 0 | 0 | 0 | 0 | 0 |  |  |  | 0 | 0 | 0 | 0 | 0 | 0 | 109.2 | 109.2 | 109.2 | 109.2 | 109.2 | 546 | 52 | 52 | 52 | 52 | 52 | 260 | 1179 |  | 0
0 | SOFALA | SP | NHAMATANDA | CS Lamego | Refrigerator | PQS_refr | Vestfrost | VLS 026 RF Green Line |  | Solar | 2020 | Functioning well |  |  |  |  | CCE not to replace |  | CCEOP1 | 2023-02-28 | Sousa Ribe | PQS E003/091 | SDRF | 20 | 34.3 | 0 | 109.2 | 52 | 3 |  | 2035 | 0 | 0 | 0 | 0 | 0 | 0 |  |  |  | 0 | 0 | 0 | 0 | 0 | 0 | 109.2 | 109.2 | 109.2 | 109.2 | 109.2 | 546 | 52 | 52 | 52 | 52 | 52 | 260 | 1180 |  | 0
0 | SOFALA | SP | NHAMATANDA | CS Macorococho | Refrigerator | PQS_refr | Vestfrost | VLS 026 RF Green Line |  | Solar | 2020 | Functioning well |  |  |  |  | CCE not to replace |  | CCEOP1 | 2023-02-28 | Sousa Ribe | PQS E003/091 | SDRF | 20 | 34.3 | 0 | 109.2 | 52 | 3 |  | 2035 | 0 | 0 | 0 | 0 | 0 | 0 |  |  |  | 0 | 0 | 0 | 0 | 0 | 0 | 109.2 | 109.2 | 109.2 | 109.2 | 109.2 | 546 | 52 | 52 | 52 | 52 | 52 | 260 | 1181 |  | 0
0 | SOFALA | SP | NHAMATANDA | CS Mbimbiri | Refrigerator | PQS_refr | Vestfrost | VLS 026 RF Green Line |  | Solar | 2020 | Functioning well |  |  |  |  | CCE not to replace |  | CCEOP1 | 2023-02-28 | Sousa Ribe | PQS E003/091 | SDRF | 20 | 34.3 | 0 | 109.2 | 52 | 3 |  | 2035 | 0 | 0 | 0 | 0 | 0 | 0 |  |  |  | 0 | 0 | 0 | 0 | 0 | 0 | 109.2 | 109.2 | 109.2 | 109.2 | 109.2 | 546 | 52 | 52 | 52 | 52 | 52 | 260 | 1182 |  | 0
0 | SOFALA | SP | NHAMATANDA | CS Mecuze-Puaze | Refrigerator | PQS_refr | Vestfrost | VLS 026 RF Green Line |  | Solar | 2020 | Functioning well |  |  |  |  | CCE not to replace |  | CCEOP1 | 2023-02-28 | Sousa Ribe | PQS E003/091 | SDRF | 20 | 34.3 | 0 | 109.2 | 52 | 3 |  | 2035 | 0 | 0 | 0 | 0 | 0 | 0 |  |  |  | 0 | 0 | 0 | 0 | 0 | 0 | 109.2 | 109.2 | 109.2 | 109.2 | 109.2 | 546 | 52 | 52 | 52 | 52 | 52 | 260 | 1183 |  | 0
0 | SOFALA | SP | NHAMATANDA | CS Metuchira | Refrigerator | PQS_refr | Vestfrost | VLS 054 SDD Greenline |  | Solar | 2019 | Functioning well |  |  |  |  | CCE not to replace |  |  | 2023-02-28 | Sousa Ribe | PQS E003/041 | SDR | 55.5 | 0 | 0 | 57.48 | 52 | 4 |  | 2034 | 0 | 0 | 0 | 0 | 0 | 0 |  |  |  | 0 | 0 | 0 | 0 | 0 | 0 | 57.48 | 57.48 | 57.48 | 57.48 | 57.48 | 287.4 | 52 | 52 | 52 | 52 | 52 | 260 | 1184 |  | 0
0 | SOFALA | SP | NHAMATANDA | CS Muda | Refrigerator | PQS_refr | Vestfrost | VLS 054 SDD Greenline |  | Solar | 2022 | Functioning well |  |  |  |  | CCE not to replace |  | CCEOP1 | 2023-02-28 | Sousa Ribe | PQS E003/041 | SDR | 55.5 | 0 | 0 | 57.48 | 52 | 1 |  | 2037 | 0 | 0 | 0 | 0 | 0 | 0 |  |  |  | 0 | 0 | 0 | 0 | 0 | 0 | 57.48 | 57.48 | 57.48 | 57.48 | 57.48 | 287.4 | 52 | 52 | 52 | 52 | 52 | 260 | 1185 |  | 0
0 | SOFALA | SP | NHAMATANDA | CS Mutondo | Refrigerator | PQS_refr | Vestfrost | VLS 054 SDD Greenline |  | Solar | 2022 | Functioning well |  |  |  |  | CCE not to replace |  | CCEOP1 | 2023-02-28 | Sousa Ribe | PQS E003/041 | SDR | 55.5 | 0 | 0 | 57.48 | 52 | 1 |  | 2037 | 0 | 0 | 0 | 0 | 0 | 0 |  |  |  | 0 | 0 | 0 | 0 | 0 | 0 | 57.48 | 57.48 | 57.48 | 57.48 | 57.48 | 287.4 | 52 | 52 | 52 | 52 | 52 | 260 | 1186 |  | 0
0 | SOFALA | SP | NHAMATANDA | CS Nharuchonga | Refrigerator | PQS_refr | Vestfrost | VLS 054 SDD Greenline |  | Solar | 2022 | Functioning well |  |  |  |  | CCE not to replace |  | CCEOP1 | 2023-02-28 | Sousa Ribe | PQS E003/041 | SDR | 55.5 | 0 | 0 | 57.48 | 52 | 1 |  | 2037 | 0 | 0 | 0 | 0 | 0 | 0 |  |  |  | 0 | 0 | 0 | 0 | 0 | 0 | 57.48 | 57.48 | 57.48 | 57.48 | 57.48 | 287.4 | 52 | 52 | 52 | 52 | 52 | 260 | 1187 |  | 0
0 | SOFALA | SP | NHAMATANDA | CS Sede | Refrigerator | PQS_refr | Vestfrost | VLS 054 SDD Greenline |  | Solar | 2022 | Functioning well |  |  |  |  | CCE not to replace |  | CCEOP1 | 2023-02-28 | Sousa Ribe | PQS E003/041 | SDR | 55.5 | 0 | 0 | 57.48 | 52 | 1 |  | 2037 | 0 | 0 | 0 | 0 | 0 | 0 |  |  |  | 0 | 0 | 0 | 0 | 0 | 0 | 57.48 | 57.48 | 57.48 | 57.48 | 57.48 | 287.4 | 52 | 52 | 52 | 52 | 52 | 260 | 1188 |  | 0
0 | SOFALA | SP | NHAMATANDA | CS Siluvo | Refrigerator | PQS_refr | Vestfrost | VLS 054 SDD Greenline |  | Solar | 2022 | Functioning well |  |  |  |  | CCE not to replace |  | CCEOP1 | 2023-02-28 | Sousa Ribe | PQS E003/041 | SDR | 55.5 | 0 | 0 | 57.48 | 52 | 1 |  | 2037 | 0 | 0 | 0 | 0 | 0 | 0 |  |  |  | 0 | 0 | 0 | 0 | 0 | 0 | 57.48 | 57.48 | 57.48 | 57.48 | 57.48 | 287.4 | 52 | 52 | 52 | 52 | 52 | 260 | 1189 |  | 0
0 | SOFALA | SP | NHAMATANDA | CS Tica | Refrigerator | PQS_refr | Vestfrost | VLS 054 SDD Greenline |  | Solar | 2019 | Functioning well |  |  |  |  | CCE not to replace |  |  | 2023-02-28 | Sousa Ribe | PQS E003/041 | SDR | 55.5 | 0 | 0 | 57.48 | 52 | 4 |  | 2034 | 0 | 0 | 0 | 0 | 0 | 0 |  |  |  | 0 | 0 | 0 | 0 | 0 | 0 | 57.48 | 57.48 | 57.48 | 57.48 | 57.48 | 287.4 | 52 | 52 | 52 | 52 | 52 | 260 | 1190 |  | 0
0 | SOFALA | SP | NHAMATANDA | CS Vinho | Refrigerator | PQS_refr | Vestfrost | VLS 054 SDD Greenline |  | Solar | 2022 | Functioning well |  |  |  |  | CCE not to replace |  | CCEOP1 | 2023-02-28 | Sousa Ribe | PQS E003/041 | SDR | 55.5 | 0 | 0 | 57.48 | 52 | 1 |  | 2037 | 0 | 0 | 0 | 0 | 0 | 0 |  |  |  | 0 | 0 | 0 | 0 | 0 | 0 | 57.48 | 57.48 | 57.48 | 57.48 | 57.48 | 287.4 | 52 | 52 | 52 | 52 | 52 | 260 | 1191 |  | 0
0 | SOFALA | SP | NHAMATANDA | PS Nhampoca | Refrigerator | PQS_refr | Vestfrost | VLS 054 SDD Greenline |  | Solar | 2019 | Functioning well |  |  |  |  | CCE not to replace |  |  | 2023-02-28 | Sousa Ribe | PQS E003/041 | SDR | 55.5 | 0 | 0 | 57.48 | 52 | 4 |  | 2034 | 0 | 0 | 0 | 0 | 0 | 0 |  |  |  | 0 | 0 | 0 | 0 | 0 | 0 | 57.48 | 57.48 | 57.48 | 57.48 | 57.48 | 287.4 | 52 | 52 | 52 | 52 | 52 | 260 | 1192 |  | 0
0 | SOFALA | SP | NHAMATANDA | PS Nhampoca | Refrigerator | PQS_refr | Vestfrost | VLS 054 SDD Greenline |  | Solar | 2019 | Functioning well |  |  |  |  | CCE not to replace |  |  | 2023-02-28 | Sousa Ribe | PQS E003/041 | SDR | 55.5 | 0 | 0 | 57.48 | 52 | 4 |  | 2034 | 0 | 0 | 0 | 0 | 0 | 0 |  |  |  | 0 | 0 | 0 | 0 | 0 | 0 | 57.48 | 57.48 | 57.48 | 57.48 | 57.48 | 287.4 | 52 | 52 | 52 | 52 | 52 | 260 | 1193 |  | 0
0 | SOFALA | LD | DONDO | Depósito D. DONDO | Refrigerator | PQS_refr | Vestfrost | VLS 054 SDD Greenline |  | Solar | 2019 | Functioning well |  |  |  |  | CCE not to replace |  |  | 2023-02-28 | Sousa Ribe | PQS E003/041 | SDR | 55.5 | 0 | 0 | 57.48 | 52 | 4 |  | 2034 | 0 | 0 | 0 | 0 | 0 | 0 |  |  |  | 0 | 0 | 0 | 0 | 0 | 0 | 57.48 | 57.48 | 57.48 | 57.48 | 57.48 | 287.4 | 52 | 52 | 52 | 52 | 52 | 260 | 1194 |  | 0
0 | SOFALA | LD | DONDO | Depósito D. DONDO | Freezer | PQS_freezer | Vestfrost | MF 314 |  | Electricity | 2021 | Functioning well |  |  |  |  | CCE not to replace |  | CCEOP1 | 2023-02-28 | Sousa Ribe | PQS E003/023 | VWPF | 0 | 281 | 0 | 13.752 | 253.8 | 2 |  | 2036 | 0 | 0 | 0 | 0 | 0 | 0 |  |  |  | 0 | 0 | 0 | 0 | 0 | 0 | 13.752 | 13.752 | 13.752 | 13.752 | 13.752 | 68.76 | 253.8 | 253.8 | 253.8 | 253.8 | 253.8 | 1269 | 1195 |  | 0
0 | SOFALA | LD | DONDO | Depósito D. DONDO | Refrigerator | PQS_refr | B Medical Systems Sarl (Dometic) | TCW 80 AC |  | Electricity | 2020 | Functioning well |  |  |  |  | CCE not to replace |  | CCEOP1 | 2023-02-28 | Sousa Ribe | PQS E003/101 | ILR | 80.5 | 0 | 0 | 71.808 | 69.6 | 3 |  | 2035 | 0 | 0 | 0 | 0 | 0 | 0 |  |  |  | 0 | 0 | 0 | 0 | 0 | 0 | 71.808 | 71.808 | 71.808 | 71.808 | 71.808 | 359.04 | 69.6 | 69.6 | 69.6 | 69.6 | 69.6 | 348 | 1196 |  | 0
0 | SOFALA | LD | DONDO | Depósito D. DONDO | Refrigerator | PQS_refr | B Medical Systems Sarl (Dometic) | TCW 80 AC |  | Electricity | 2020 | Functioning well |  |  |  |  | CCE not to replace |  | CCEOP1 | 2023-02-28 | Sousa Ribe | PQS E003/101 | ILR | 80.5 | 0 | 0 | 71.808 | 69.6 | 3 |  | 2035 | 0 | 0 | 0 | 0 | 0 | 0 |  |  |  | 0 | 0 | 0 | 0 | 0 | 0 | 71.808 | 71.808 | 71.808 | 71.808 | 71.808 | 359.04 | 69.6 | 69.6 | 69.6 | 69.6 | 69.6 | 348 | 1197 |  | 0
0 | SOFALA | LD | DONDO | Depósito D. DONDO | Refrigerator | PQS_refr | B Medical Systems Sarl (Dometic) | TCW 80 AC |  | Electricity | 2020 | Functioning well |  |  |  |  | CCE not to replace |  | CCEOP1 | 2023-02-28 | Sousa Ribe | PQS E003/101 | ILR | 80.5 | 0 | 0 | 71.808 | 69.6 | 3 |  | 2035 | 0 | 0 | 0 | 0 | 0 | 0 |  |  |  | 0 | 0 | 0 | 0 | 0 | 0 | 71.808 | 71.808 | 71.808 | 71.808 | 71.808 | 359.04 | 69.6 | 69.6 | 69.6 | 69.6 | 69.6 | 348 | 1198 |  | 0
0 | SOFALA | SP | DONDO | CS Canhandula | Refrigerator | PQS_refr | B Medical Systems Sarl (Dometic) | TCW 80 AC |  | Electricity | 2020 | Functioning well |  |  |  |  | CCE not to replace |  | CCEOP1 | 2023-02-28 | Sousa Ribe | PQS E003/101 | ILR | 80.5 | 0 | 0 | 71.808 | 69.6 | 3 |  | 2035 | 0 | 0 | 0 | 0 | 0 | 0 |  |  |  | 0 | 0 | 0 | 0 | 0 | 0 | 71.808 | 71.808 | 71.808 | 71.808 | 71.808 | 359.04 | 69.6 | 69.6 | 69.6 | 69.6 | 69.6 | 348 | 1199 |  | 0
0 | SOFALA | SP | DONDO | CS Canhandula | Refrigerator | PQS_refr | Vestfrost | VLS 026 RF Green Line |  | Solar | 2020 | Functioning well |  |  |  |  | CCE not to replace |  | CCEOP1 | 2023-02-28 | Sousa Ribe | PQS E003/091 | SDRF | 20 | 34.3 | 0 | 109.2 | 52 | 3 |  | 2035 | 0 | 0 | 0 | 0 | 0 | 0 |  |  |  | 0 | 0 | 0 | 0 | 0 | 0 | 109.2 | 109.2 | 109.2 | 109.2 | 109.2 | 546 | 52 | 52 | 52 | 52 | 52 | 260 | 1200 |  | 0
0 | SOFALA | SP | DONDO | CS Canhandula | Refrigerator | PQS_refr | Vestfrost | VLS 026 RF Green Line |  | Solar | 2020 | Functioning well |  |  |  |  | CCE not to replace |  | CCEOP1 | 2023-02-28 | Sousa Ribe | PQS E003/091 | SDRF | 20 | 34.3 | 0 | 109.2 | 52 | 3 |  | 2035 | 0 | 0 | 0 | 0 | 0 | 0 |  |  |  | 0 | 0 | 0 | 0 | 0 | 0 | 109.2 | 109.2 | 109.2 | 109.2 | 109.2 | 546 | 52 | 52 | 52 | 52 | 52 | 260 | 1201 |  | 0
0 | SOFALA | SP | DONDO | CS Chibuabuabua | Refrigerator | PQS_refr | Vestfrost | VLS 056 RF SDD |  | Solar | 2019 | Functioning well |  |  |  |  | CCE not to replace |  |  | 2023-02-28 | Sousa Ribe | PQS E003/092 | SDRF | 36 | 34.3 | 0 | 116.04 | 52 | 4 |  | 2034 | 0 | 0 | 0 | 0 | 0 | 0 |  |  |  | 0 | 0 | 0 | 0 | 0 | 0 | 116.04 | 116.04 | 116.04 | 116.04 | 116.04 | 580.2 | 52 | 52 | 52 | 52 | 52 | 260 | 1202 |  | 0
0 | SOFALA | SP | DONDO | CS Chinamacondo | Refrigerator | PQS_refr | Vestfrost | VLS 056 RF SDD |  | Solar | 2019 | Functioning well |  |  |  |  | CCE not to replace |  |  | 2023-02-28 | Sousa Ribe | PQS E003/092 | SDRF | 36 | 34.3 | 0 | 116.04 | 52 | 4 |  | 2034 | 0 | 0 | 0 | 0 | 0 | 0 |  |  |  | 0 | 0 | 0 | 0 | 0 | 0 | 116.04 | 116.04 | 116.04 | 116.04 | 116.04 | 580.2 | 52 | 52 | 52 | 52 | 52 | 260 | 1203 |  | 0
0 | SOFALA | SP | DONDO | CS Lusalite | Refrigerator | PQS_refr | Vestfrost | VLS 026 RF Green Line |  | Solar | 2020 | Functioning well |  |  |  |  | CCE not to replace |  | CCEOP1 | 2023-02-28 | Sousa Ribe | PQS E003/091 | SDRF | 20 | 34.3 | 0 | 109.2 | 52 | 3 |  | 2035 | 0 | 0 | 0 | 0 | 0 | 0 |  |  |  | 0 | 0 | 0 | 0 | 0 | 0 | 109.2 | 109.2 | 109.2 | 109.2 | 109.2 | 546 | 52 | 52 | 52 | 52 | 52 | 260 | 1204 |  | 0
0 | SOFALA | SP | DONDO | CS Macharote | Refrigerator | PQS_refr | Vestfrost | VLS 026 RF Green Line |  | Solar | 2020 | Functioning well |  |  |  |  | CCE not to replace |  | CCEOP1 | 2023-02-28 | Sousa Ribe | PQS E003/091 | SDRF | 20 | 34.3 | 0 | 109.2 | 52 | 3 |  | 2035 | 0 | 0 | 0 | 0 | 0 | 0 |  |  |  | 0 | 0 | 0 | 0 | 0 | 0 | 109.2 | 109.2 | 109.2 | 109.2 | 109.2 | 546 | 52 | 52 | 52 | 52 | 52 | 260 | 1205 |  | 0
0 | SOFALA | SP | DONDO | CS Mafambisse | Refrigerator | PQS_refr | Vestfrost | VLS 026 RF Green Line |  | Solar | 2020 | Functioning well |  |  |  |  | CCE not to replace |  | CCEOP1 | 2023-02-28 | Sousa Ribe | PQS E003/091 | SDRF | 20 | 34.3 | 0 | 109.2 | 52 | 3 |  | 2035 | 0 | 0 | 0 | 0 | 0 | 0 |  |  |  | 0 | 0 | 0 | 0 | 0 | 0 | 109.2 | 109.2 | 109.2 | 109.2 | 109.2 | 546 | 52 | 52 | 52 | 52 | 52 | 260 | 1206 |  | 0
0 | SOFALA | SP | DONDO | CS Mutua | Refrigerator | PQS_refr | Vestfrost | VLS 026 RF Green Line |  | Solar | 2020 | Functioning well |  |  |  |  | CCE not to replace |  | CCEOP1 | 2023-02-28 | Sousa Ribe | PQS E003/091 | SDRF | 20 | 34.3 | 0 | 109.2 | 52 | 3 |  | 2035 | 0 | 0 | 0 | 0 | 0 | 0 |  |  |  | 0 | 0 | 0 | 0 | 0 | 0 | 109.2 | 109.2 | 109.2 | 109.2 | 109.2 | 546 | 52 | 52 | 52 | 52 | 52 | 260 | 1207 |  | 0
0 | SOFALA | SP | DONDO | CS Nhamainga | Refrigerator | PQS_refr | Vestfrost | VLS 026 RF Green Line |  | Solar | 2020 | Functioning well |  |  |  |  | CCE not to replace |  | CCEOP1 | 2023-02-28 | Sousa Ribe | PQS E003/091 | SDRF | 20 | 34.3 | 0 | 109.2 | 52 | 3 |  | 2035 | 0 | 0 | 0 | 0 | 0 | 0 |  |  |  | 0 | 0 | 0 | 0 | 0 | 0 | 109.2 | 109.2 | 109.2 | 109.2 | 109.2 | 546 | 52 | 52 | 52 | 52 | 52 | 260 | 1208 |  | 0
0 | SOFALA | SP | DONDO | CS Samora Machel | Refrigerator | PQS_refr | Vestfrost | VLS 026 RF Green Line |  | Solar | 2020 | Functioning well |  |  |  |  | CCE not to replace |  | CCEOP1 | 2023-02-28 | Sousa Ribe | PQS E003/091 | SDRF | 20 | 34.3 | 0 | 109.2 | 52 | 3 |  | 2035 | 0 | 0 | 0 | 0 | 0 | 0 |  |  |  | 0 | 0 | 0 | 0 | 0 | 0 | 109.2 | 109.2 | 109.2 | 109.2 | 109.2 | 546 | 52 | 52 | 52 | 52 | 52 | 260 | 1209 |  | 0
0 | SOFALA | SP | DONDO | CS Savane | Refrigerator | PQS_refr | Vestfrost | VLS 026 RF Green Line |  | Solar | 2020 | Not functional, for breakage |  |  |  |  | CCE to remove & replace | Damaged by cyclone | CCEOP1 | 2023-02-28 | Sousa Ribe | PQS E003/091 | SDRF | 20 | 34.3 | 0 | 109.2 | 52 | 3 | 2023 | 2023 | 1 | 0 | 0 | 0 | 0 | 1 |  |  |  | #N/A | 0 | 0 | 0 | 0 | #N/A | #N/A | #N/A | #N/A | #N/A | #N/A | #N/A | #N/A | #N/A | #N/A | #N/A | #N/A | #N/A | 1210 |  | 0
0 | SOFALA | SP | DONDO | CS Sede | Refrigerator | PQS_refr | Vestfrost | VLS 026 RF Green Line |  | Solar | 2020 | Functioning well |  |  |  |  | CCE not to replace |  | CCEOP1 | 2023-02-28 | Sousa Ribe | PQS E003/091 | SDRF | 20 | 34.3 | 0 | 109.2 | 52 | 3 |  | 2035 | 0 | 0 | 0 | 0 | 0 | 0 |  |  |  | 0 | 0 | 0 | 0 | 0 | 0 | 109.2 | 109.2 | 109.2 | 109.2 | 109.2 | 546 | 52 | 52 | 52 | 52 | 52 | 260 | 1211 |  | 0
0 | SOFALA | SP | DONDO | CS Thundane | Refrigerator | PQS_refr | Vestfrost | VLS 026 RF Green Line |  | Solar | 2020 | Functioning well |  |  |  |  | CCE not to replace |  | CCEOP1 | 2023-02-28 | Sousa Ribe | PQS E003/091 | SDRF | 20 | 34.3 | 0 | 109.2 | 52 | 3 |  | 2035 | 0 | 0 | 0 | 0 | 0 | 0 |  |  |  | 0 | 0 | 0 | 0 | 0 | 0 | 109.2 | 109.2 | 109.2 | 109.2 | 109.2 | 546 | 52 | 52 | 52 | 52 | 52 | 260 | 1212 |  | 0
0 | SOFALA | LD | MUANZA | Depósito D. MUANZA | Refrigerator | PQS_refr | Vestfrost | VLS 026 RF Green Line |  | Solar | 2020 | Functioning well |  |  |  |  | CCE not to replace |  | CCEOP1 | 2023-02-28 | Sousa Ribe | PQS E003/091 | SDRF | 20 | 34.3 | 0 | 109.2 | 52 | 3 |  | 2035 | 0 | 0 | 0 | 0 | 0 | 0 |  |  |  | 0 | 0 | 0 | 0 | 0 | 0 | 109.2 | 109.2 | 109.2 | 109.2 | 109.2 | 546 | 52 | 52 | 52 | 52 | 52 | 260 | 1213 |  | 0
0 | SOFALA | LD | MUANZA | Depósito D. MUANZA | Refrigerator | PQS_refr | Vestfrost | VLS 026 RF Green Line |  | Solar | 2020 | Functioning well |  |  |  |  | CCE not to replace |  | CCEOP1 | 2023-02-28 | Sousa Ribe | PQS E003/091 | SDRF | 20 | 34.3 | 0 | 109.2 | 52 | 3 |  | 2035 | 0 | 0 | 0 | 0 | 0 | 0 |  |  |  | 0 | 0 | 0 | 0 | 0 | 0 | 109.2 | 109.2 | 109.2 | 109.2 | 109.2 | 546 | 52 | 52 | 52 | 52 | 52 | 260 | 1214 |  | 0
0 | SOFALA | LD | MUANZA | Depósito D. MUANZA | Refrigerator | PQS_refr | Vestfrost | VLS 404A AC |  | Electricity | 2020 | Functioning well |  |  |  |  | CCE not to replace |  | CCEOP1 | 2023-02-28 | Sousa Ribe | PQS E003/112 | ILR | 145 | 0 | 0 | 25.08 | 41.4 | 3 |  | 2035 | 0 | 0 | 0 | 0 | 0 | 0 |  |  |  | 0 | 0 | 0 | 0 | 0 | 0 | 25.08 | 25.08 | 25.08 | 25.08 | 25.08 | 125.4 | 41.4 | 41.4 | 41.4 | 41.4 | 41.4 | 207 | 1215 |  | 0
0 | SOFALA | LD | MUANZA | Depósito D. MUANZA | Refrigerator | PQS_refr | Vestfrost | VLS 404A AC |  | Electricity | 2020 | Functioning well |  |  |  |  | CCE not to replace |  | CCEOP1 | 2023-02-28 | Sousa Ribe | PQS E003/112 | ILR | 145 | 0 | 0 | 25.08 | 41.4 | 3 |  | 2035 | 0 | 0 | 0 | 0 | 0 | 0 |  |  |  | 0 | 0 | 0 | 0 | 0 | 0 | 25.08 | 25.08 | 25.08 | 25.08 | 25.08 | 125.4 | 41.4 | 41.4 | 41.4 | 41.4 | 41.4 | 207 | 1216 |  | 0
0 | SOFALA | SP | MUANZA | CS Nhansato | Refrigerator | PQS_refr | Vestfrost | VLS 026 RF Green Line |  | Solar | 2020 | Functioning well |  |  |  |  | CCE not to replace |  | CCEOP1 | 2023-02-28 | Sousa Ribe | PQS E003/091 | SDRF | 20 | 34.3 | 0 | 109.2 | 52 | 3 |  | 2035 | 0 | 0 | 0 | 0 | 0 | 0 |  |  |  | 0 | 0 | 0 | 0 | 0 | 0 | 109.2 | 109.2 | 109.2 | 109.2 | 109.2 | 546 | 52 | 52 | 52 | 52 | 52 | 260 | 1217 |  | 0
0 | SOFALA | SP | MUANZA | CS Nhansato | Refrigerator | PQS_refr | Vestfrost | VLS 056 RF SDD |  | Solar | 2022 | Functioning well |  |  |  |  | CCE not to replace |  | CCEOP1 | 2023-02-28 | Sousa Ribe | PQS E003/092 | SDRF | 36 | 34.3 | 0 | 116.04 | 52 | 1 |  | 2037 | 0 | 0 | 0 | 0 | 0 | 0 |  |  |  | 0 | 0 | 0 | 0 | 0 | 0 | 116.04 | 116.04 | 116.04 | 116.04 | 116.04 | 580.2 | 52 | 52 | 52 | 52 | 52 | 260 | 1218 |  | 0
0 | SOFALA | SP | MUANZA | CS Nsituculo | Refrigerator | PQS_refr | Vestfrost | VLS 026 RF Green Line |  | Solar | 2020 | Functioning well |  |  |  |  | CCE not to replace |  | CCEOP1 | 2023-02-28 | Sousa Ribe | PQS E003/091 | SDRF | 20 | 34.3 | 0 | 109.2 | 52 | 3 |  | 2035 | 0 | 0 | 0 | 0 | 0 | 0 |  |  |  | 0 | 0 | 0 | 0 | 0 | 0 | 109.2 | 109.2 | 109.2 | 109.2 | 109.2 | 546 | 52 | 52 | 52 | 52 | 52 | 260 | 1219 |  | 0
0 | SOFALA | SP | MUANZA | CS Sanguzi muana | Refrigerator | PQS_refr | Vestfrost | VLS 404A AC |  | Electricity | 2020 | Functioning well |  |  |  |  | CCE not to replace |  | CCEOP1 | 2023-02-28 | Sousa Ribe | PQS E003/112 | ILR | 145 | 0 | 0 | 25.08 | 41.4 | 3 |  | 2035 | 0 | 0 | 0 | 0 | 0 | 0 |  |  |  | 0 | 0 | 0 | 0 | 0 | 0 | 25.08 | 25.08 | 25.08 | 25.08 | 25.08 | 125.4 | 41.4 | 41.4 | 41.4 | 41.4 | 41.4 | 207 | 1220 |  | 0
0 | SOFALA | SP | MUANZA | CS Sede | Refrigerator | PQS_refr | Vestfrost | VLS 404A AC |  | Electricity | 2020 | Functioning well |  |  |  |  | CCE not to replace |  | CCEOP1 | 2023-02-28 | Sousa Ribe | PQS E003/112 | ILR | 145 | 0 | 0 | 25.08 | 41.4 | 3 |  | 2035 | 0 | 0 | 0 | 0 | 0 | 0 |  |  |  | 0 | 0 | 0 | 0 | 0 | 0 | 25.08 | 25.08 | 25.08 | 25.08 | 25.08 | 125.4 | 41.4 | 41.4 | 41.4 | 41.4 | 41.4 | 207 | 1221 |  | 0
0 | SOFALA | LD | BUZI | Depósito D. BUZI | Refrigerator | PQS_refr | Vestfrost | VLS 026 RF Green Line |  | Solar | 2020 | Functioning well |  |  |  |  | CCE not to replace |  | CCEOP1 | 2023-02-28 | Sousa Ribe | PQS E003/091 | SDRF | 20 | 34.3 | 0 | 109.2 | 52 | 3 |  | 2035 | 0 | 0 | 0 | 0 | 0 | 0 |  |  |  | 0 | 0 | 0 | 0 | 0 | 0 | 109.2 | 109.2 | 109.2 | 109.2 | 109.2 | 546 | 52 | 52 | 52 | 52 | 52 | 260 | 1222 |  | 0
0 | SOFALA | LD | BUZI | Depósito D. BUZI | Refrigerator | PQS_refr | Vestfrost | VLS 026 RF Green Line |  | Solar | 2020 | Functioning well |  |  |  |  | CCE not to replace |  | CCEOP1 | 2023-02-28 | Sousa Ribe | PQS E003/091 | SDRF | 20 | 34.3 | 0 | 109.2 | 52 | 3 |  | 2035 | 0 | 0 | 0 | 0 | 0 | 0 |  |  |  | 0 | 0 | 0 | 0 | 0 | 0 | 109.2 | 109.2 | 109.2 | 109.2 | 109.2 | 546 | 52 | 52 | 52 | 52 | 52 | 260 | 1223 |  | 0
0 | SOFALA | LD | BUZI | Depósito D. BUZI | Refrigerator | PQS_refr | Vestfrost | VLS 056 RF SDD |  | Solar | 2022 | Functioning well |  |  |  |  | CCE not to replace |  | CCEOP1 | 2023-02-28 | Sousa Ribe | PQS E003/092 | SDRF | 36 | 34.3 | 0 | 116.04 | 52 | 1 |  | 2037 | 0 | 0 | 0 | 0 | 0 | 0 |  |  |  | 0 | 0 | 0 | 0 | 0 | 0 | 116.04 | 116.04 | 116.04 | 116.04 | 116.04 | 580.2 | 52 | 52 | 52 | 52 | 52 | 260 | 1224 |  | 0
0 | SOFALA | LD | BUZI | Depósito D. BUZI | Refrigerator | PQS_refr | Vestfrost | VLS 056 RF SDD |  | Solar | 2022 | Functioning well |  |  |  |  | CCE not to replace |  | CCEOP1 | 2023-02-28 | Sousa Ribe | PQS E003/092 | SDRF | 36 | 34.3 | 0 | 116.04 | 52 | 1 |  | 2037 | 0 | 0 | 0 | 0 | 0 | 0 |  |  |  | 0 | 0 | 0 | 0 | 0 | 0 | 116.04 | 116.04 | 116.04 | 116.04 | 116.04 | 580.2 | 52 | 52 | 52 | 52 | 52 | 260 | 1225 |  | 0
0 | SOFALA | SP | BUZI | CS Barada | Refrigerator | PQS_refr | Vestfrost | VLS 026 RF Green Line |  | Solar | 2020 | Functioning well |  |  |  |  | CCE not to replace |  | CCEOP1 | 2023-02-28 | Sousa Ribe | PQS E003/091 | SDRF | 20 | 34.3 | 0 | 109.2 | 52 | 3 |  | 2035 | 0 | 0 | 0 | 0 | 0 | 0 |  |  |  | 0 | 0 | 0 | 0 | 0 | 0 | 109.2 | 109.2 | 109.2 | 109.2 | 109.2 | 546 | 52 | 52 | 52 | 52 | 52 | 260 | 1226 |  | 0
0 | SOFALA | SP | BUZI | CS Bura | Refrigerator | PQS_refr | Vestfrost | VLS 056 RF SDD |  | Solar | 2019 | Functioning well |  |  |  |  | CCE not to replace |  |  | 2023-02-28 | Sousa Ribe | PQS E003/092 | SDRF | 36 | 34.3 | 0 | 116.04 | 52 | 4 |  | 2034 | 0 | 0 | 0 | 0 | 0 | 0 |  |  |  | 0 | 0 | 0 | 0 | 0 | 0 | 116.04 | 116.04 | 116.04 | 116.04 | 116.04 | 580.2 | 52 | 52 | 52 | 52 | 52 | 260 | 1227 |  | 0
0 | SOFALA | SP | BUZI | CS Chissinguana | Refrigerator | PQS_refr | Vestfrost | VLS 056 RF SDD |  | Solar | 2019 | Functioning well |  |  |  |  | CCE not to replace |  |  | 2023-02-28 | Sousa Ribe | PQS E003/092 | SDRF | 36 | 34.3 | 0 | 116.04 | 52 | 4 |  | 2034 | 0 | 0 | 0 | 0 | 0 | 0 |  |  |  | 0 | 0 | 0 | 0 | 0 | 0 | 116.04 | 116.04 | 116.04 | 116.04 | 116.04 | 580.2 | 52 | 52 | 52 | 52 | 52 | 260 | 1228 |  | 0
0 | SOFALA | SP | BUZI | CS Danga | Refrigerator | PQS_refr | Vestfrost | VLS 056 RF SDD |  | Solar | 2019 | Functioning well |  |  |  |  | CCE not to replace |  |  | 2023-02-28 | Sousa Ribe | PQS E003/092 | SDRF | 36 | 34.3 | 0 | 116.04 | 52 | 4 |  | 2034 | 0 | 0 | 0 | 0 | 0 | 0 |  |  |  | 0 | 0 | 0 | 0 | 0 | 0 | 116.04 | 116.04 | 116.04 | 116.04 | 116.04 | 580.2 | 52 | 52 | 52 | 52 | 52 | 260 | 1229 |  | 0
0 | SOFALA | SP | BUZI | CS Estaquinha | Refrigerator | PQS_refr | Vestfrost | VLS 056 RF SDD |  | Solar | 2019 | Functioning well |  |  |  |  | CCE not to replace |  |  | 2023-02-28 | Sousa Ribe | PQS E003/092 | SDRF | 36 | 34.3 | 0 | 116.04 | 52 | 4 |  | 2034 | 0 | 0 | 0 | 0 | 0 | 0 |  |  |  | 0 | 0 | 0 | 0 | 0 | 0 | 116.04 | 116.04 | 116.04 | 116.04 | 116.04 | 580.2 | 52 | 52 | 52 | 52 | 52 | 260 | 1230 |  | 0
0 | SOFALA | SP | BUZI | CS Grudja | Refrigerator | PQS_refr | Vestfrost | VLS 026 RF Green Line |  | Solar | 2020 | Functioning well |  |  |  |  | CCE not to replace |  | CCEOP1 | 2023-02-28 | Sousa Ribe | PQS E003/091 | SDRF | 20 | 34.3 | 0 | 109.2 | 52 | 3 |  | 2035 | 0 | 0 | 0 | 0 | 0 | 0 |  |  |  | 0 | 0 | 0 | 0 | 0 | 0 | 109.2 | 109.2 | 109.2 | 109.2 | 109.2 | 546 | 52 | 52 | 52 | 52 | 52 | 260 | 1231 |  | 0
0 | SOFALA | SP | BUZI | CS Guara-Guara | Refrigerator | PQS_refr | Vestfrost | VLS 404A AC |  | Electricity | 2020 | Functioning well |  |  |  |  | CCE not to replace |  | CCEOP1 | 2023-02-28 | Sousa Ribe | PQS E003/112 | ILR | 145 | 0 | 0 | 25.08 | 41.4 | 3 |  | 2035 | 0 | 0 | 0 | 0 | 0 | 0 |  |  |  | 0 | 0 | 0 | 0 | 0 | 0 | 25.08 | 25.08 | 25.08 | 25.08 | 25.08 | 125.4 | 41.4 | 41.4 | 41.4 | 41.4 | 41.4 | 207 | 1232 |  | 0
0 | SOFALA | SP | BUZI | CS Inhamichindo | Refrigerator | PQS_refr | Vestfrost | VLS 404A AC |  | Electricity | 2020 | Functioning well |  |  |  |  | CCE not to replace |  | CCEOP1 | 2023-02-28 | Sousa Ribe | PQS E003/112 | ILR | 145 | 0 | 0 | 25.08 | 41.4 | 3 |  | 2035 | 0 | 0 | 0 | 0 | 0 | 0 |  |  |  | 0 | 0 | 0 | 0 | 0 | 0 | 25.08 | 25.08 | 25.08 | 25.08 | 25.08 | 125.4 | 41.4 | 41.4 | 41.4 | 41.4 | 41.4 | 207 | 1233 |  | 0
0 | SOFALA | SP | BUZI | CS Inhaveninga | Refrigerator | PQS_refr | Vestfrost | VLS 404A AC |  | Electricity | 2020 | Functioning well |  |  |  |  | CCE not to replace |  | CCEOP1 | 2023-02-28 | Sousa Ribe | PQS E003/112 | ILR | 145 | 0 | 0 | 25.08 | 41.4 | 3 |  | 2035 | 0 | 0 | 0 | 0 | 0 | 0 |  |  |  | 0 | 0 | 0 | 0 | 0 | 0 | 25.08 | 25.08 | 25.08 | 25.08 | 25.08 | 125.4 | 41.4 | 41.4 | 41.4 | 41.4 | 41.4 | 207 | 1234 |  | 0
0 | SOFALA | SP | BUZI | CS Marombe | Refrigerator | PQS_refr | Vestfrost | VLS 404A AC |  | Electricity | 2020 | Functioning well |  |  |  |  | CCE not to replace |  | CCEOP1 | 2023-02-28 | Sousa Ribe | PQS E003/112 | ILR | 145 | 0 | 0 | 25.08 | 41.4 | 3 |  | 2035 | 0 | 0 | 0 | 0 | 0 | 0 |  |  |  | 0 | 0 | 0 | 0 | 0 | 0 | 25.08 | 25.08 | 25.08 | 25.08 | 25.08 | 125.4 | 41.4 | 41.4 | 41.4 | 41.4 | 41.4 | 207 | 1235 |  | 0
0 | SOFALA | SP | BUZI | HOSPITAL RURAL | Refrigerator | PQS_refr | Vestfrost | VLS 404A AC |  | Electricity | 2020 | Functioning well |  |  |  |  | CCE not to replace |  | CCEOP1 | 2023-02-28 | Sousa Ribe | PQS E003/112 | ILR | 145 | 0 | 0 | 25.08 | 41.4 | 3 |  | 2035 | 0 | 0 | 0 | 0 | 0 | 0 |  |  |  | 0 | 0 | 0 | 0 | 0 | 0 | 25.08 | 25.08 | 25.08 | 25.08 | 25.08 | 125.4 | 41.4 | 41.4 | 41.4 | 41.4 | 41.4 | 207 | 1236 |  | 0
0 | SOFALA | SP | BUZI | PS Inharongue | Refrigerator | PQS_refr | Vestfrost | VLS 404A AC |  | Electricity | 2020 | Functioning well |  |  |  |  | CCE not to replace |  | CCEOP1 | 2023-02-28 | Sousa Ribe | PQS E003/112 | ILR | 145 | 0 | 0 | 25.08 | 41.4 | 3 |  | 2035 | 0 | 0 | 0 | 0 | 0 | 0 |  |  |  | 0 | 0 | 0 | 0 | 0 | 0 | 25.08 | 25.08 | 25.08 | 25.08 | 25.08 | 125.4 | 41.4 | 41.4 | 41.4 | 41.4 | 41.4 | 207 | 1237 |  | 0
0 | SOFALA | SP | BUZI | PS Rio Buzi | Refrigerator | PQS_refr | Vestfrost | VLS 056 RF SDD |  | Solar | 2019 | Functioning well |  |  |  |  | CCE not to replace |  |  | 2023-02-28 | Sousa Ribe | PQS E003/092 | SDRF | 36 | 34.3 | 0 | 116.04 | 52 | 4 |  | 2034 | 0 | 0 | 0 | 0 | 0 | 0 |  |  |  | 0 | 0 | 0 | 0 | 0 | 0 | 116.04 | 116.04 | 116.04 | 116.04 | 116.04 | 580.2 | 52 | 52 | 52 | 52 | 52 | 260 | 1238 |  | 0
0 | SOFALA | LD | MACHANGA | Depósito D. MACHANGA | Refrigerator | PQS_refr | Vestfrost | VLS 404A AC |  | Electricity | 2020 | Functioning well |  |  |  |  | CCE not to replace |  | CCEOP1 | 2023-02-28 | Sousa Ribe | PQS E003/112 | ILR | 145 | 0 | 0 | 25.08 | 41.4 | 3 |  | 2035 | 0 | 0 | 0 | 0 | 0 | 0 |  |  |  | 0 | 0 | 0 | 0 | 0 | 0 | 25.08 | 25.08 | 25.08 | 25.08 | 25.08 | 125.4 | 41.4 | 41.4 | 41.4 | 41.4 | 41.4 | 207 | 1239 |  | 0
0 | SOFALA | LD | MACHANGA | Depósito D. MACHANGA | Refrigerator | PQS_refr | Vestfrost | VLS 404A AC |  | Electricity | 2020 | Functioning well |  |  |  |  | CCE not to replace |  | CCEOP1 | 2023-02-28 | Sousa Ribe | PQS E003/112 | ILR | 145 | 0 | 0 | 25.08 | 41.4 | 3 |  | 2035 | 0 | 0 | 0 | 0 | 0 | 0 |  |  |  | 0 | 0 | 0 | 0 | 0 | 0 | 25.08 | 25.08 | 25.08 | 25.08 | 25.08 | 125.4 | 41.4 | 41.4 | 41.4 | 41.4 | 41.4 | 207 | 1240 |  | 0
0 | SOFALA | LD | MACHANGA | Depósito D. MACHANGA | Refrigerator | PQS_refr | Vestfrost | VLS 056 RF SDD |  | Solar | 2019 | Functioning well |  |  |  |  | CCE not to replace |  |  | 2023-02-28 | Sousa Ribe | PQS E003/092 | SDRF | 36 | 34.3 | 0 | 116.04 | 52 | 4 |  | 2034 | 0 | 0 | 0 | 0 | 0 | 0 |  |  |  | 0 | 0 | 0 | 0 | 0 | 0 | 116.04 | 116.04 | 116.04 | 116.04 | 116.04 | 580.2 | 52 | 52 | 52 | 52 | 52 | 260 | 1241 |  | 0
0 | SOFALA | LD | MACHANGA | Depósito D. MACHANGA | Refrigerator | PQS_refr | Vestfrost | VLS 056 RF SDD |  | Solar | 2019 | Functioning well |  |  |  |  | CCE not to replace |  |  | 2023-02-28 | Sousa Ribe | PQS E003/092 | SDRF | 36 | 34.3 | 0 | 116.04 | 52 | 4 |  | 2034 | 0 | 0 | 0 | 0 | 0 | 0 |  |  |  | 0 | 0 | 0 | 0 | 0 | 0 | 116.04 | 116.04 | 116.04 | 116.04 | 116.04 | 580.2 | 52 | 52 | 52 | 52 | 52 | 260 | 1242 |  | 0
0 | SOFALA | SP | MACHANGA | CS Chiloane | Refrigerator | PQS_refr | Vestfrost | VLS 404A AC |  | Electricity | 2020 | Functioning well |  |  |  |  | CCE not to replace |  | CCEOP1 | 2023-02-28 | Sousa Ribe | PQS E003/112 | ILR | 145 | 0 | 0 | 25.08 | 41.4 | 3 |  | 2035 | 0 | 0 | 0 | 0 | 0 | 0 |  |  |  | 0 | 0 | 0 | 0 | 0 | 0 | 25.08 | 25.08 | 25.08 | 25.08 | 25.08 | 125.4 | 41.4 | 41.4 | 41.4 | 41.4 | 41.4 | 207 | 1243 |  | 0
0 | SOFALA | SP | MACHANGA | CS Chiloane | Refrigerator | PQS_refr | Vestfrost | VLS 056 RF SDD |  | Solar | 2019 | Functioning well |  |  |  |  | CCE not to replace |  |  | 2023-02-28 | Sousa Ribe | PQS E003/092 | SDRF | 36 | 34.3 | 0 | 116.04 | 52 | 4 |  | 2034 | 0 | 0 | 0 | 0 | 0 | 0 |  |  |  | 0 | 0 | 0 | 0 | 0 | 0 | 116.04 | 116.04 | 116.04 | 116.04 | 116.04 | 580.2 | 52 | 52 | 52 | 52 | 52 | 260 | 1244 |  | 0
0 | SOFALA | SP | MACHANGA | CS Chinhuque | Refrigerator | PQS_refr | Vestfrost | VLS 404A AC |  | Electricity | 2020 | Functioning well |  |  |  |  | CCE not to replace |  | CCEOP1 | 2023-02-28 | Sousa Ribe | PQS E003/112 | ILR | 145 | 0 | 0 | 25.08 | 41.4 | 3 |  | 2035 | 0 | 0 | 0 | 0 | 0 | 0 |  |  |  | 0 | 0 | 0 | 0 | 0 | 0 | 25.08 | 25.08 | 25.08 | 25.08 | 25.08 | 125.4 | 41.4 | 41.4 | 41.4 | 41.4 | 41.4 | 207 | 1245 |  | 0
0 | SOFALA | SP | MACHANGA | CS Divinhe | Refrigerator | PQS_refr | Vestfrost | VLS 404A AC |  | Electricity | 2020 | Functioning well |  |  |  |  | CCE not to replace |  | CCEOP1 | 2023-02-28 | Sousa Ribe | PQS E003/112 | ILR | 145 | 0 | 0 | 25.08 | 41.4 | 3 |  | 2035 | 0 | 0 | 0 | 0 | 0 | 0 |  |  |  | 0 | 0 | 0 | 0 | 0 | 0 | 25.08 | 25.08 | 25.08 | 25.08 | 25.08 | 125.4 | 41.4 | 41.4 | 41.4 | 41.4 | 41.4 | 207 | 1246 |  | 0
0 | SOFALA | SP | MACHANGA | CS Inharingue | Refrigerator | PQS_refr | Vestfrost | VLS 404A AC |  | Electricity | 2020 | Functioning well |  |  |  |  | CCE not to replace |  | CCEOP1 | 2023-02-28 | Sousa Ribe | PQS E003/112 | ILR | 145 | 0 | 0 | 25.08 | 41.4 | 3 |  | 2035 | 0 | 0 | 0 | 0 | 0 | 0 |  |  |  | 0 | 0 | 0 | 0 | 0 | 0 | 25.08 | 25.08 | 25.08 | 25.08 | 25.08 | 125.4 | 41.4 | 41.4 | 41.4 | 41.4 | 41.4 | 207 | 1247 |  | 0
0 | SOFALA | SP | MACHANGA | CS Javane | Refrigerator | PQS_refr | Vestfrost | VLS 404A AC |  | Electricity | 2020 | Functioning well |  |  |  |  | CCE not to replace |  | CCEOP1 | 2023-02-28 | Sousa Ribe | PQS E003/112 | ILR | 145 | 0 | 0 | 25.08 | 41.4 | 3 |  | 2035 | 0 | 0 | 0 | 0 | 0 | 0 |  |  |  | 0 | 0 | 0 | 0 | 0 | 0 | 25.08 | 25.08 | 25.08 | 25.08 | 25.08 | 125.4 | 41.4 | 41.4 | 41.4 | 41.4 | 41.4 | 207 | 1248 |  | 0
0 | SOFALA | SP | MACHANGA | CS Maropanhe | Refrigerator | PQS_refr | Vestfrost | VLS 404A AC |  | Electricity | 2020 | Functioning well |  |  |  |  | CCE not to replace |  | CCEOP1 | 2023-02-28 | Sousa Ribe | PQS E003/112 | ILR | 145 | 0 | 0 | 25.08 | 41.4 | 3 |  | 2035 | 0 | 0 | 0 | 0 | 0 | 0 |  |  |  | 0 | 0 | 0 | 0 | 0 | 0 | 25.08 | 25.08 | 25.08 | 25.08 | 25.08 | 125.4 | 41.4 | 41.4 | 41.4 | 41.4 | 41.4 | 207 | 1249 |  | 0
0 | SOFALA | SP | MACHANGA | CS Nhamachir | Refrigerator | PQS_refr | Vestfrost | VLS 056 RF SDD |  | Solar | 2019 | Functioning well |  |  |  |  | CCE not to replace |  |  | 2023-02-28 | Sousa Ribe | PQS E003/092 | SDRF | 36 | 34.3 | 0 | 116.04 | 52 | 4 |  | 2034 | 0 | 0 | 0 | 0 | 0 | 0 |  |  |  | 0 | 0 | 0 | 0 | 0 | 0 | 116.04 | 116.04 | 116.04 | 116.04 | 116.04 | 580.2 | 52 | 52 | 52 | 52 | 52 | 260 | 1250 |  | 0
0 | SOFALA | SP | MACHANGA | CS Sede | Refrigerator | PQS_refr | Vestfrost | VLS 404A AC |  | Electricity | 2020 | Functioning well |  |  |  |  | CCE not to replace |  | CCEOP1 | 2023-02-28 | Sousa Ribe | PQS E003/112 | ILR | 145 | 0 | 0 | 25.08 | 41.4 | 3 |  | 2035 | 0 | 0 | 0 | 0 | 0 | 0 |  |  |  | 0 | 0 | 0 | 0 | 0 | 0 | 25.08 | 25.08 | 25.08 | 25.08 | 25.08 | 125.4 | 41.4 | 41.4 | 41.4 | 41.4 | 41.4 | 207 | 1251 |  | 0
0 | TETE | SN1 | CIDADE DE TETE | Armazém Provincial de Vacinas de Tete | WICR | WICFR | Huurre | WICR-20m3 |  | Electricity | 2014 | Functioning well |  |  |  |  | CCE not to replace |  |  | 2023-02-28 | Sousa Ribe | WICFR | WICR-20 | 5520 | 0 | 0 | 479 | 2486.4 | 9 |  | 2029 | 0 | 0 | 0 | 0 | 1 | 1 |  |  |  | 0 | 0 | 0 | 0 | #N/A | #N/A | 479 | 479 | 479 | 479 | #N/A | #N/A | 2486.4 | 2486.4 | 2486.4 | 2486.4 | #N/A | #N/A |  |  | 0
0 | TETE | SN1 | CIDADE DE TETE | Armazém Provincial de Vacinas de Tete | WICR | WICFR | Huurre | WICR-30m3 |  | Electricity | 2018 | Functioning well |  |  |  |  | CCE not to replace |  |  | 2023-02-28 | Sousa Ribe | WICFR | WICR-30 | 7692.3077 | 0 | 0 | 535.5 | 2956.8 | 5 |  | 2033 | 0 | 0 | 0 | 0 | 0 | 0 |  |  |  | 0 | 0 | 0 | 0 | 0 | 0 | 535.5 | 535.5 | 535.5 | 535.5 | 535.5 | 2677.5 | 2956.8 | 2956.8 | 2956.8 | 2956.8 | 2956.8 | 14784 |  |  | 0
0 | TETE | SN1 | CIDADE DE TETE | Armazém Provincial de Vacinas de Tete | WIFR | WICFR | Huurre | WIFR-15m3 |  | Electricity | 2019 | Functioning well |  |  |  |  | CCE not to replace |  |  | 2023-02-28 | Sousa Ribe | WICFR | WIFR-15 | 0 | 4900 | 0 | 0 | 0 | 4 |  | 2034 | 0 | 0 | 0 | 0 | 0 | 0 |  |  |  | 0 | 0 | 0 | 0 | 0 | 0 | 0 | 0 | 0 | 0 | 0 | 0 | 0 | 0 | 0 | 0 | 0 | 0 |  |  | 0
0 | TETE | SN1 | CIDADE DE TETE | Armazém Provincial de Vacinas de Tete | Refrigerator | PQS_refr | Vestfrost | VLS 404A AC |  | Electricity | 2020 | Functioning well |  |  |  |  | CCE not to replace |  | CCEOP1 | 2023-02-28 | Sousa Ribe | PQS E003/112 | ILR | 145 | 0 | 0 | 25.08 | 41.4 | 3 |  | 2035 | 0 | 0 | 0 | 0 | 0 | 0 |  |  |  | 0 | 0 | 0 | 0 | 0 | 0 | 25.08 | 25.08 | 25.08 | 25.08 | 25.08 | 125.4 | 41.4 | 41.4 | 41.4 | 41.4 | 41.4 | 207 |  |  | 0
0 | TETE | SN1 | CIDADE DE TETE | Armazém Provincial de Vacinas de Tete | Refrigerator | PQS_refr | Vestfrost | VLS 404A AC |  | Electricity | 2020 | Functioning well |  |  |  |  | CCE not to replace |  | CCEOP1 | 2023-02-28 | Sousa Ribe | PQS E003/112 | ILR | 145 | 0 | 0 | 25.08 | 41.4 | 3 |  | 2035 | 0 | 0 | 0 | 0 | 0 | 0 |  |  |  | 0 | 0 | 0 | 0 | 0 | 0 | 25.08 | 25.08 | 25.08 | 25.08 | 25.08 | 125.4 | 41.4 | 41.4 | 41.4 | 41.4 | 41.4 | 207 |  |  | 0
0 | TETE | SN1 | CIDADE DE TETE | Armazém Provincial de Vacinas de Tete | Refrigerator | PQS_refr | Vestfrost | VLS 404A AC |  | Electricity | 2020 | Functioning well |  |  |  |  | CCE not to replace |  | CCEOP1 | 2023-02-28 | Sousa Ribe | PQS E003/112 | ILR | 145 | 0 | 0 | 25.08 | 41.4 | 3 |  | 2035 | 0 | 0 | 0 | 0 | 0 | 0 |  |  |  | 0 | 0 | 0 | 0 | 0 | 0 | 25.08 | 25.08 | 25.08 | 25.08 | 25.08 | 125.4 | 41.4 | 41.4 | 41.4 | 41.4 | 41.4 | 207 |  |  | 0
0 | TETE | SN1 | CIDADE DE TETE | Armazém Provincial de Vacinas de Tete | Refrigerator | PQS_refr | Vestfrost | VLS 404A AC |  | Electricity | 2020 | Functioning well |  |  |  |  | CCE not to replace |  | CCEOP1 | 2023-02-28 | Sousa Ribe | PQS E003/112 | ILR | 145 | 0 | 0 | 25.08 | 41.4 | 3 |  | 2035 | 0 | 0 | 0 | 0 | 0 | 0 |  |  |  | 0 | 0 | 0 | 0 | 0 | 0 | 25.08 | 25.08 | 25.08 | 25.08 | 25.08 | 125.4 | 41.4 | 41.4 | 41.4 | 41.4 | 41.4 | 207 |  |  | 0
0 | TETE | LD | MOATIZE | Depósito D. MOATIZE | Refrigerator | PQS_refr | Vestfrost | VLS 056 RF SDD |  | Solar | 2019 | Functioning well |  |  |  |  | CCE not to replace |  |  | 2023-02-28 | Sousa Ribe | PQS E003/092 | SDRF | 36 | 34.3 | 0 | 116.04 | 52 | 4 |  | 2034 | 0 | 0 | 0 | 0 | 0 | 0 |  |  |  | 0 | 0 | 0 | 0 | 0 | 0 | 116.04 | 116.04 | 116.04 | 116.04 | 116.04 | 580.2 | 52 | 52 | 52 | 52 | 52 | 260 | 1259 |  | 0
0 | TETE | LD | MOATIZE | Depósito D. MOATIZE | Refrigerator | PQS_refr | Vestfrost | VLS 056 RF SDD |  | Solar | 2019 | Functioning well |  |  |  |  | CCE not to replace |  |  | 2023-02-28 | Sousa Ribe | PQS E003/092 | SDRF | 36 | 34.3 | 0 | 116.04 | 52 | 4 |  | 2034 | 0 | 0 | 0 | 0 | 0 | 0 |  |  |  | 0 | 0 | 0 | 0 | 0 | 0 | 116.04 | 116.04 | 116.04 | 116.04 | 116.04 | 580.2 | 52 | 52 | 52 | 52 | 52 | 260 | 1260 |  | 0
0 | TETE | LD | MOATIZE | Depósito D. MOATIZE | Refrigerator | PQS_refr | Vestfrost | VLS 056 RF SDD |  | Solar | 2020 | Functioning well |  |  |  |  | CCE not to replace |  | CCEOP1 | 2023-02-28 | Sousa Ribe | PQS E003/092 | SDRF | 36 | 34.3 | 0 | 116.04 | 52 | 3 |  | 2035 | 0 | 0 | 0 | 0 | 0 | 0 |  |  |  | 0 | 0 | 0 | 0 | 0 | 0 | 116.04 | 116.04 | 116.04 | 116.04 | 116.04 | 580.2 | 52 | 52 | 52 | 52 | 52 | 260 | 1261 |  | 0
0 | TETE | LD | MOATIZE | Depósito D. MOATIZE | Refrigerator | PQS_refr | Vestfrost | VLS 056 RF SDD |  | Solar | 2020 | Functioning well |  |  |  |  | CCE not to replace |  | CCEOP1 | 2023-02-28 | Sousa Ribe | PQS E003/092 | SDRF | 36 | 34.3 | 0 | 116.04 | 52 | 3 |  | 2035 | 0 | 0 | 0 | 0 | 0 | 0 |  |  |  | 0 | 0 | 0 | 0 | 0 | 0 | 116.04 | 116.04 | 116.04 | 116.04 | 116.04 | 580.2 | 52 | 52 | 52 | 52 | 52 | 260 | 1262 |  | 0
0 | TETE | SP | MOATIZE | Cambulatsitsi | Refrigerator | PQS_refr | B Medical Systems Sarl (Dometic) | TCW 80 AC |  | Electricity | 2020 | Functioning well |  |  |  |  | CCE not to replace |  | CCEOP1 | 2023-02-28 | Sousa Ribe | PQS E003/101 | ILR | 80.5 | 0 | 0 | 71.808 | 69.6 | 3 |  | 2035 | 0 | 0 | 0 | 0 | 0 | 0 |  |  |  | 0 | 0 | 0 | 0 | 0 | 0 | 71.808 | 71.808 | 71.808 | 71.808 | 71.808 | 359.04 | 69.6 | 69.6 | 69.6 | 69.6 | 69.6 | 348 | 1263 |  | 0
0 | TETE | SP | MOATIZE | Capirizange | Refrigerator | PQS_refr | B Medical Systems Sarl (Dometic) | TCW 80 AC |  | Electricity | 2020 | Functioning well |  |  |  |  | CCE not to replace |  | CCEOP1 | 2023-02-28 | Sousa Ribe | PQS E003/101 | ILR | 80.5 | 0 | 0 | 71.808 | 69.6 | 3 |  | 2035 | 0 | 0 | 0 | 0 | 0 | 0 |  |  |  | 0 | 0 | 0 | 0 | 0 | 0 | 71.808 | 71.808 | 71.808 | 71.808 | 71.808 | 359.04 | 69.6 | 69.6 | 69.6 | 69.6 | 69.6 | 348 | 1264 |  | 0
0 | TETE | SP | MOATIZE | Cateme | Refrigerator | PQS_refr | B Medical Systems Sarl (Dometic) | TCW 80 AC |  | Electricity | 2020 | Functioning well |  |  |  |  | CCE not to replace |  | CCEOP1 | 2023-02-28 | Sousa Ribe | PQS E003/101 | ILR | 80.5 | 0 | 0 | 71.808 | 69.6 | 3 |  | 2035 | 0 | 0 | 0 | 0 | 0 | 0 |  |  |  | 0 | 0 | 0 | 0 | 0 | 0 | 71.808 | 71.808 | 71.808 | 71.808 | 71.808 | 359.04 | 69.6 | 69.6 | 69.6 | 69.6 | 69.6 | 348 | 1265 |  | 0
0 | TETE | SP | MOATIZE | CFM | Refrigerator | PQS_refr | B Medical Systems Sarl (Dometic) | TCW 80 AC |  | Electricity | 2020 | Functioning well |  |  |  |  | CCE not to replace |  | CCEOP1 | 2023-02-28 | Sousa Ribe | PQS E003/101 | ILR | 80.5 | 0 | 0 | 71.808 | 69.6 | 3 |  | 2035 | 0 | 0 | 0 | 0 | 0 | 0 |  |  |  | 0 | 0 | 0 | 0 | 0 | 0 | 71.808 | 71.808 | 71.808 | 71.808 | 71.808 | 359.04 | 69.6 | 69.6 | 69.6 | 69.6 | 69.6 | 348 | 1266 |  | 0
0 | TETE | SP | MOATIZE | Khanga | Refrigerator | PQS_refr | B Medical Systems Sarl (Dometic) | TCW 80 AC |  | Electricity | 2020 | Functioning well |  |  |  |  | CCE not to replace |  | CCEOP1 | 2023-02-28 | Sousa Ribe | PQS E003/101 | ILR | 80.5 | 0 | 0 | 71.808 | 69.6 | 3 |  | 2035 | 0 | 0 | 0 | 0 | 0 | 0 |  |  |  | 0 | 0 | 0 | 0 | 0 | 0 | 71.808 | 71.808 | 71.808 | 71.808 | 71.808 | 359.04 | 69.6 | 69.6 | 69.6 | 69.6 | 69.6 | 348 | 1267 |  | 0
0 | TETE | SP | MOATIZE | Mameme II | Refrigerator | PQS_refr | B Medical Systems Sarl (Dometic) | TCW 80 AC |  | Electricity | 2020 | Functioning well |  |  |  |  | CCE not to replace |  | CCEOP1 | 2023-02-28 | Sousa Ribe | PQS E003/101 | ILR | 80.5 | 0 | 0 | 71.808 | 69.6 | 3 |  | 2035 | 0 | 0 | 0 | 0 | 0 | 0 |  |  |  | 0 | 0 | 0 | 0 | 0 | 0 | 71.808 | 71.808 | 71.808 | 71.808 | 71.808 | 359.04 | 69.6 | 69.6 | 69.6 | 69.6 | 69.6 | 348 | 1268 |  | 0
0 | TETE | SP | MOATIZE | Moatize | Refrigerator | PQS_refr | B Medical Systems Sarl (Dometic) | TCW 80 AC |  | Electricity | 2020 | Functioning well |  |  |  |  | CCE not to replace |  | CCEOP1 | 2023-02-28 | Sousa Ribe | PQS E003/101 | ILR | 80.5 | 0 | 0 | 71.808 | 69.6 | 3 |  | 2035 | 0 | 0 | 0 | 0 | 0 | 0 |  |  |  | 0 | 0 | 0 | 0 | 0 | 0 | 71.808 | 71.808 | 71.808 | 71.808 | 71.808 | 359.04 | 69.6 | 69.6 | 69.6 | 69.6 | 69.6 | 348 | 1269 |  | 0
0 | TETE | SP | MOATIZE | Mpanzu | Refrigerator | PQS_refr | B Medical Systems Sarl (Dometic) | TCW 80 AC |  | Electricity | 2020 | Functioning well |  |  |  |  | CCE not to replace |  | CCEOP1 | 2023-02-28 | Sousa Ribe | PQS E003/101 | ILR | 80.5 | 0 | 0 | 71.808 | 69.6 | 3 |  | 2035 | 0 | 0 | 0 | 0 | 0 | 0 |  |  |  | 0 | 0 | 0 | 0 | 0 | 0 | 71.808 | 71.808 | 71.808 | 71.808 | 71.808 | 359.04 | 69.6 | 69.6 | 69.6 | 69.6 | 69.6 | 348 | 1270 |  | 0
0 | TETE | SP | MOATIZE | Mualadzi | Refrigerator | PQS_refr | Vestfrost | VLS 404A AC |  | Electricity | 2020 | Functioning well |  |  |  |  | CCE not to replace |  | CCEOP1 | 2023-02-28 | Sousa Ribe | PQS E003/112 | ILR | 145 | 0 | 0 | 25.08 | 41.4 | 3 |  | 2035 | 0 | 0 | 0 | 0 | 0 | 0 |  |  |  | 0 | 0 | 0 | 0 | 0 | 0 | 25.08 | 25.08 | 25.08 | 25.08 | 25.08 | 125.4 | 41.4 | 41.4 | 41.4 | 41.4 | 41.4 | 207 | 1271 |  | 0
0 | TETE | SP | MOATIZE | Necungas | Refrigerator | PQS_refr | Vestfrost | VLS 404A AC |  | Electricity | 2020 | Functioning well |  |  |  |  | CCE not to replace |  | CCEOP1 | 2023-02-28 | Sousa Ribe | PQS E003/112 | ILR | 145 | 0 | 0 | 25.08 | 41.4 | 3 |  | 2035 | 0 | 0 | 0 | 0 | 0 | 0 |  |  |  | 0 | 0 | 0 | 0 | 0 | 0 | 25.08 | 25.08 | 25.08 | 25.08 | 25.08 | 125.4 | 41.4 | 41.4 | 41.4 | 41.4 | 41.4 | 207 | 1272 |  | 0
0 | TETE | SP | MOATIZE | Nkondezi | Refrigerator | PQS_refr | Vestfrost | VLS 404A AC |  | Electricity | 2020 | Functioning well |  |  |  |  | CCE not to replace |  | CCEOP1 | 2023-02-28 | Sousa Ribe | PQS E003/112 | ILR | 145 | 0 | 0 | 25.08 | 41.4 | 3 |  | 2035 | 0 | 0 | 0 | 0 | 0 | 0 |  |  |  | 0 | 0 | 0 | 0 | 0 | 0 | 25.08 | 25.08 | 25.08 | 25.08 | 25.08 | 125.4 | 41.4 | 41.4 | 41.4 | 41.4 | 41.4 | 207 | 1273 |  | 0
0 | TETE | SP | MOATIZE | Samoa | Refrigerator | PQS_refr | Vestfrost | VLS 404A AC |  | Electricity | 2020 | Functioning well |  |  |  |  | CCE not to replace |  | CCEOP1 | 2023-02-28 | Sousa Ribe | PQS E003/112 | ILR | 145 | 0 | 0 | 25.08 | 41.4 | 3 |  | 2035 | 0 | 0 | 0 | 0 | 0 | 0 |  |  |  | 0 | 0 | 0 | 0 | 0 | 0 | 25.08 | 25.08 | 25.08 | 25.08 | 25.08 | 125.4 | 41.4 | 41.4 | 41.4 | 41.4 | 41.4 | 207 | 1274 |  | 0
0 | TETE | SP | MOATIZE | Zobue | Refrigerator | PQS_refr | Vestfrost | VLS 404A AC |  | Electricity | 2020 | Functioning well |  |  |  |  | CCE not to replace |  | CCEOP1 | 2023-02-28 | Sousa Ribe | PQS E003/112 | ILR | 145 | 0 | 0 | 25.08 | 41.4 | 3 |  | 2035 | 0 | 0 | 0 | 0 | 0 | 0 |  |  |  | 0 | 0 | 0 | 0 | 0 | 0 | 25.08 | 25.08 | 25.08 | 25.08 | 25.08 | 125.4 | 41.4 | 41.4 | 41.4 | 41.4 | 41.4 | 207 | 1275 |  | 0
0 | TETE | SP | MOATIZE | Baue | Refrigerator | PQS_refr | Vestfrost | VLS 404A AC |  | Electricity | 2020 | Functioning well |  |  |  |  | CCE not to replace |  | CCEOP1 | 2023-02-28 | Sousa Ribe | PQS E003/112 | ILR | 145 | 0 | 0 | 25.08 | 41.4 | 3 |  | 2035 | 0 | 0 | 0 | 0 | 0 | 0 |  |  |  | 0 | 0 | 0 | 0 | 0 | 0 | 25.08 | 25.08 | 25.08 | 25.08 | 25.08 | 125.4 | 41.4 | 41.4 | 41.4 | 41.4 | 41.4 | 207 | 1276 |  | 0
0 | TETE | SP | MOATIZE | Charre | Refrigerator | PQS_refr | Vestfrost | VLS 056 RF SDD |  | Solar | 2020 | Functioning well |  |  |  |  | CCE not to replace |  | CCEOP1 | 2023-02-28 | Sousa Ribe | PQS E003/092 | SDRF | 36 | 34.3 | 0 | 116.04 | 52 | 3 |  | 2035 | 0 | 0 | 0 | 0 | 0 | 0 |  |  |  | 0 | 0 | 0 | 0 | 0 | 0 | 116.04 | 116.04 | 116.04 | 116.04 | 116.04 | 580.2 | 52 | 52 | 52 | 52 | 52 | 260 | 1277 |  | 0
0 | TETE | LD | CHIUTA | Depósito D. CHIUTA | Refrigerator | PQS_refr | Vestfrost | VLS 056 RF SDD |  | Solar | 2020 | Functioning well |  |  |  |  | CCE not to replace |  | CCEOP1 | 2023-02-28 | Sousa Ribe | PQS E003/092 | SDRF | 36 | 34.3 | 0 | 116.04 | 52 | 3 |  | 2035 | 0 | 0 | 0 | 0 | 0 | 0 |  |  |  | 0 | 0 | 0 | 0 | 0 | 0 | 116.04 | 116.04 | 116.04 | 116.04 | 116.04 | 580.2 | 52 | 52 | 52 | 52 | 52 | 260 | 1278 |  | 0
0 | TETE | LD | CHIUTA | Depósito D. CHIUTA | Refrigerator | PQS_refr | Vestfrost | VLS 056 RF SDD |  | Solar | 2020 | Functioning well |  |  |  |  | CCE not to replace |  | CCEOP1 | 2023-02-28 | Sousa Ribe | PQS E003/092 | SDRF | 36 | 34.3 | 0 | 116.04 | 52 | 3 |  | 2035 | 0 | 0 | 0 | 0 | 0 | 0 |  |  |  | 0 | 0 | 0 | 0 | 0 | 0 | 116.04 | 116.04 | 116.04 | 116.04 | 116.04 | 580.2 | 52 | 52 | 52 | 52 | 52 | 260 | 1279 |  | 0
0 | TETE | LD | CHIUTA | Depósito D. CHIUTA | Refrigerator | PQS_refr | Vestfrost | VLS 056 RF SDD |  | Solar | 2019 | Functioning well |  |  |  |  | CCE not to replace |  |  | 2023-02-28 | Sousa Ribe | PQS E003/092 | SDRF | 36 | 34.3 | 0 | 116.04 | 52 | 4 |  | 2034 | 0 | 0 | 0 | 0 | 0 | 0 |  |  |  | 0 | 0 | 0 | 0 | 0 | 0 | 116.04 | 116.04 | 116.04 | 116.04 | 116.04 | 580.2 | 52 | 52 | 52 | 52 | 52 | 260 | 1280 |  | 0
0 | TETE | SP | CHIUTA | Manje | Refrigerator | PQS_refr | Vestfrost | VLS 056 RF SDD |  | Solar | 2019 | Functioning well |  |  |  |  | CCE not to replace |  |  | 2023-02-28 | Sousa Ribe | PQS E003/092 | SDRF | 36 | 34.3 | 0 | 116.04 | 52 | 4 |  | 2034 | 0 | 0 | 0 | 0 | 0 | 0 |  |  |  | 0 | 0 | 0 | 0 | 0 | 0 | 116.04 | 116.04 | 116.04 | 116.04 | 116.04 | 580.2 | 52 | 52 | 52 | 52 | 52 | 260 | 1281 |  | 0
0 | TETE | SP | CHIUTA | Matenge | Refrigerator | PQS_refr | Vestfrost | VLS 056 RF SDD |  | Solar | 2019 | Functioning well |  |  |  |  | CCE not to replace |  |  | 2023-02-28 | Sousa Ribe | PQS E003/092 | SDRF | 36 | 34.3 | 0 | 116.04 | 52 | 4 |  | 2034 | 0 | 0 | 0 | 0 | 0 | 0 |  |  |  | 0 | 0 | 0 | 0 | 0 | 0 | 116.04 | 116.04 | 116.04 | 116.04 | 116.04 | 580.2 | 52 | 52 | 52 | 52 | 52 | 260 | 1282 |  | 0
0 | TETE | SP | CHIUTA | Mavidzi-ponte | Refrigerator | PQS_refr | Vestfrost | VLS 056 RF SDD |  | Solar | 2019 | Functioning well |  |  |  |  | CCE not to replace |  |  | 2023-02-28 | Sousa Ribe | PQS E003/092 | SDRF | 36 | 34.3 | 0 | 116.04 | 52 | 4 |  | 2034 | 0 | 0 | 0 | 0 | 0 | 0 |  |  |  | 0 | 0 | 0 | 0 | 0 | 0 | 116.04 | 116.04 | 116.04 | 116.04 | 116.04 | 580.2 | 52 | 52 | 52 | 52 | 52 | 260 | 1283 |  | 0
0 | TETE | LD | MARARA | Depósito D. MARARA | Refrigerator | PQS_refr | Vestfrost | VLS 056 RF SDD |  | Solar | 2019 | Functioning well |  |  |  |  | CCE not to replace |  |  | 2023-02-28 | Sousa Ribe | PQS E003/092 | SDRF | 36 | 34.3 | 0 | 116.04 | 52 | 4 |  | 2034 | 0 | 0 | 0 | 0 | 0 | 0 |  |  |  | 0 | 0 | 0 | 0 | 0 | 0 | 116.04 | 116.04 | 116.04 | 116.04 | 116.04 | 580.2 | 52 | 52 | 52 | 52 | 52 | 260 | 1284 |  | 0
0 | TETE | LD | MARARA | Depósito D. MARARA | Refrigerator | PQS_refr | Vestfrost | VLS 056 RF SDD |  | Solar | 2019 | Functioning well |  |  |  |  | CCE not to replace |  |  | 2023-02-28 | Sousa Ribe | PQS E003/092 | SDRF | 36 | 34.3 | 0 | 116.04 | 52 | 4 |  | 2034 | 0 | 0 | 0 | 0 | 0 | 0 |  |  |  | 0 | 0 | 0 | 0 | 0 | 0 | 116.04 | 116.04 | 116.04 | 116.04 | 116.04 | 580.2 | 52 | 52 | 52 | 52 | 52 | 260 | 1285 |  | 0
0 | TETE | LD | MARARA | Depósito D. MARARA | Refrigerator | PQS_refr | Vestfrost | VLS 056 RF SDD |  | Solar | 2019 | Functioning well |  |  |  |  | CCE not to replace |  |  | 2023-02-28 | Sousa Ribe | PQS E003/092 | SDRF | 36 | 34.3 | 0 | 116.04 | 52 | 4 |  | 2034 | 0 | 0 | 0 | 0 | 0 | 0 |  |  |  | 0 | 0 | 0 | 0 | 0 | 0 | 116.04 | 116.04 | 116.04 | 116.04 | 116.04 | 580.2 | 52 | 52 | 52 | 52 | 52 | 260 | 1286 |  | 0
0 | TETE | SP | MARARA | Marara | Refrigerator | PQS_refr | Vestfrost | VLS 056 RF SDD |  | Solar | 2019 | Functioning well |  |  |  |  | CCE not to replace |  |  | 2023-02-28 | Sousa Ribe | PQS E003/092 | SDRF | 36 | 34.3 | 0 | 116.04 | 52 | 4 |  | 2034 | 0 | 0 | 0 | 0 | 0 | 0 |  |  |  | 0 | 0 | 0 | 0 | 0 | 0 | 116.04 | 116.04 | 116.04 | 116.04 | 116.04 | 580.2 | 52 | 52 | 52 | 52 | 52 | 260 | 1287 |  | 0
0 | TETE | SP | MARARA | Matambo | Refrigerator | PQS_refr | Vestfrost | VLS 056 RF SDD |  | Solar | 2019 | Functioning well |  |  |  |  | CCE not to replace |  |  | 2023-02-28 | Sousa Ribe | PQS E003/092 | SDRF | 36 | 34.3 | 0 | 116.04 | 52 | 4 |  | 2034 | 0 | 0 | 0 | 0 | 0 | 0 |  |  |  | 0 | 0 | 0 | 0 | 0 | 0 | 116.04 | 116.04 | 116.04 | 116.04 | 116.04 | 580.2 | 52 | 52 | 52 | 52 | 52 | 260 | 1288 |  | 0
0 | TETE | SP | MARARA | Mufa Caconde | Refrigerator | PQS_refr | Vestfrost | VLS 056 RF SDD |  | Solar | 2019 | Functioning well |  |  |  |  | CCE not to replace |  |  | 2023-02-28 | Sousa Ribe | PQS E003/092 | SDRF | 36 | 34.3 | 0 | 116.04 | 52 | 4 |  | 2034 | 0 | 0 | 0 | 0 | 0 | 0 |  |  |  | 0 | 0 | 0 | 0 | 0 | 0 | 116.04 | 116.04 | 116.04 | 116.04 | 116.04 | 580.2 | 52 | 52 | 52 | 52 | 52 | 260 | 1289 |  | 0
0 | TETE | LD | CAHORA BASSA | Depósito D. CAHORA BASSA | Refrigerator | PQS_refr | Vestfrost | VLS 026 RF Green Line |  | Solar | 2022 | Functioning well |  |  |  |  | CCE not to replace |  | CCEOP1 | 2023-02-28 | Sousa Ribe | PQS E003/091 | SDRF | 20 | 34.3 | 0 | 109.2 | 52 | 1 |  | 2037 | 0 | 0 | 0 | 0 | 0 | 0 |  |  |  | 0 | 0 | 0 | 0 | 0 | 0 | 109.2 | 109.2 | 109.2 | 109.2 | 109.2 | 546 | 52 | 52 | 52 | 52 | 52 | 260 | 1290 |  | 0
0 | TETE | LD | CAHORA BASSA | Depósito D. CAHORA BASSA | Refrigerator | PQS_refr | Vestfrost | VLS 054A SDD Greenline |  | Solar | 2019 | Functioning well |  |  |  |  | CCE not to replace |  |  | 2023-02-28 | Sousa Ribe | PQS E003/106 | SDR | 55.5 | 0 | 0 | 70.176 | 52 | 4 |  | 2034 | 0 | 0 | 0 | 0 | 0 | 0 |  |  |  | 0 | 0 | 0 | 0 | 0 | 0 | 70.176 | 70.176 | 70.176 | 70.176 | 70.176 | 350.88 | 52 | 52 | 52 | 52 | 52 | 260 | 1291 |  | 0
0 | TETE | LD | CAHORA BASSA | Depósito D. CAHORA BASSA | Refrigerator | PQS_refr | Vestfrost | VLS 026 RF Green Line |  | Solar | 2022 | Functioning well |  |  |  |  | CCE not to replace |  | CCEOP1 | 2023-02-28 | Sousa Ribe | PQS E003/091 | SDRF | 20 | 34.3 | 0 | 109.2 | 52 | 1 |  | 2037 | 0 | 0 | 0 | 0 | 0 | 0 |  |  |  | 0 | 0 | 0 | 0 | 0 | 0 | 109.2 | 109.2 | 109.2 | 109.2 | 109.2 | 546 | 52 | 52 | 52 | 52 | 52 | 260 | 1292 |  | 0
0 | TETE | SP | CAHORA BASSA | Chipalapala | Refrigerator | PQS_refr | Vestfrost | VLS 026 RF Green Line |  | Solar | 2022 | Functioning well |  |  |  |  | CCE not to replace |  | CCEOP1 | 2023-02-28 | Sousa Ribe | PQS E003/091 | SDRF | 20 | 34.3 | 0 | 109.2 | 52 | 1 |  | 2037 | 0 | 0 | 0 | 0 | 0 | 0 |  |  |  | 0 | 0 | 0 | 0 | 0 | 0 | 109.2 | 109.2 | 109.2 | 109.2 | 109.2 | 546 | 52 | 52 | 52 | 52 | 52 | 260 | 1293 |  | 0
0 | TETE | SP | CAHORA BASSA | Chirodzi | Refrigerator | PQS_refr | Vestfrost | VLS 026 RF Green Line |  | Solar | 2022 | Functioning well |  |  |  |  | CCE not to replace |  | CCEOP1 | 2023-02-28 | Sousa Ribe | PQS E003/091 | SDRF | 20 | 34.3 | 0 | 109.2 | 52 | 1 |  | 2037 | 0 | 0 | 0 | 0 | 0 | 0 |  |  |  | 0 | 0 | 0 | 0 | 0 | 0 | 109.2 | 109.2 | 109.2 | 109.2 | 109.2 | 546 | 52 | 52 | 52 | 52 | 52 | 260 | 1294 |  | 0
0 | TETE | SP | CAHORA BASSA | Chitima | Refrigerator | PQS_refr | Vestfrost | VLS 026 RF Green Line |  | Solar | 2022 | Functioning well |  |  |  |  | CCE not to replace |  | CCEOP1 | 2023-02-28 | Sousa Ribe | PQS E003/091 | SDRF | 20 | 34.3 | 0 | 109.2 | 52 | 1 |  | 2037 | 0 | 0 | 0 | 0 | 0 | 0 |  |  |  | 0 | 0 | 0 | 0 | 0 | 0 | 109.2 | 109.2 | 109.2 | 109.2 | 109.2 | 546 | 52 | 52 | 52 | 52 | 52 | 260 | 1295 |  | 0
0 | TETE | SP | CAHORA BASSA | Maroera | Refrigerator | PQS_refr | Vestfrost | VLS 026 RF Green Line |  | Solar | 2022 | Functioning well |  |  |  |  | CCE not to replace |  | CCEOP1 | 2023-02-28 | Sousa Ribe | PQS E003/091 | SDRF | 20 | 34.3 | 0 | 109.2 | 52 | 1 |  | 2037 | 0 | 0 | 0 | 0 | 0 | 0 |  |  |  | 0 | 0 | 0 | 0 | 0 | 0 | 109.2 | 109.2 | 109.2 | 109.2 | 109.2 | 546 | 52 | 52 | 52 | 52 | 52 | 260 | 1296 |  | 0
0 | TETE | SP | CAHORA BASSA | Nhabando | Refrigerator | PQS_refr | Vestfrost | VLS 026 RF Green Line |  | Solar | 2022 | Functioning well |  |  |  |  | CCE not to replace |  | CCEOP1 | 2023-02-28 | Sousa Ribe | PQS E003/091 | SDRF | 20 | 34.3 | 0 | 109.2 | 52 | 1 |  | 2037 | 0 | 0 | 0 | 0 | 0 | 0 |  |  |  | 0 | 0 | 0 | 0 | 0 | 0 | 109.2 | 109.2 | 109.2 | 109.2 | 109.2 | 546 | 52 | 52 | 52 | 52 | 52 | 260 | 1297 |  | 0
0 | TETE | SP | CAHORA BASSA | Nhacapiriri | Refrigerator | PQS_refr | Vestfrost | VLS 026 RF Green Line |  | Solar | 2022 | Functioning well |  |  |  |  | CCE not to replace |  | CCEOP1 | 2023-02-28 | Sousa Ribe | PQS E003/091 | SDRF | 20 | 34.3 | 0 | 109.2 | 52 | 1 |  | 2037 | 0 | 0 | 0 | 0 | 0 | 0 |  |  |  | 0 | 0 | 0 | 0 | 0 | 0 | 109.2 | 109.2 | 109.2 | 109.2 | 109.2 | 546 | 52 | 52 | 52 | 52 | 52 | 260 | 1298 |  | 0
0 | TETE | SP | CAHORA BASSA | Songo | Refrigerator | PQS_refr | Vestfrost | VLS 026 RF Green Line |  | Solar | 2022 | Functioning well |  |  |  |  | CCE not to replace |  | CCEOP1 | 2023-02-28 | Sousa Ribe | PQS E003/091 | SDRF | 20 | 34.3 | 0 | 109.2 | 52 | 1 |  | 2037 | 0 | 0 | 0 | 0 | 0 | 0 |  |  |  | 0 | 0 | 0 | 0 | 0 | 0 | 109.2 | 109.2 | 109.2 | 109.2 | 109.2 | 546 | 52 | 52 | 52 | 52 | 52 | 260 | 1299 |  | 0
0 | TETE | LD | MAGOE | Depósito D. MAGOE | Refrigerator | PQS_refr | Vestfrost | VLS 026 RF Green Line |  | Solar | 2022 | Functioning well |  |  |  |  | CCE not to replace |  | CCEOP1 | 2023-02-28 | Sousa Ribe | PQS E003/091 | SDRF | 20 | 34.3 | 0 | 109.2 | 52 | 1 |  | 2037 | 0 | 0 | 0 | 0 | 0 | 0 |  |  |  | 0 | 0 | 0 | 0 | 0 | 0 | 109.2 | 109.2 | 109.2 | 109.2 | 109.2 | 546 | 52 | 52 | 52 | 52 | 52 | 260 | 1300 |  | 0
0 | TETE | LD | MAGOE | Depósito D. MAGOE | Refrigerator | PQS_refr | Vestfrost | VLS 026 RF Green Line |  | Solar | 2020 | Functioning well |  |  |  |  | CCE not to replace |  | CCEOP1 | 2023-02-28 | Sousa Ribe | PQS E003/091 | SDRF | 20 | 34.3 | 0 | 109.2 | 52 | 3 |  | 2035 | 0 | 0 | 0 | 0 | 0 | 0 |  |  |  | 0 | 0 | 0 | 0 | 0 | 0 | 109.2 | 109.2 | 109.2 | 109.2 | 109.2 | 546 | 52 | 52 | 52 | 52 | 52 | 260 | 1301 |  | 0
0 | TETE | LD | MAGOE | Depósito D. MAGOE | Refrigerator | PQS_refr | B Medical Systems Sarl (Dometic) | TCW 80 AC |  | Electricity | 2019 | Functioning well |  |  |  |  | CCE not to replace |  |  | 2023-02-28 | Sousa Ribe | PQS E003/101 | ILR | 80.5 | 0 | 0 | 71.808 | 69.6 | 4 |  | 2034 | 0 | 0 | 0 | 0 | 0 | 0 |  |  |  | 0 | 0 | 0 | 0 | 0 | 0 | 71.808 | 71.808 | 71.808 | 71.808 | 71.808 | 359.04 | 69.6 | 69.6 | 69.6 | 69.6 | 69.6 | 348 | 1302 |  | 0
0 | TETE | SP | MAGOE | Chitete | Refrigerator | PQS_refr | Vestfrost | VLS 026 RF Green Line |  | Solar | 2020 | Functioning well |  |  |  |  | CCE not to replace |  | CCEOP1 | 2023-02-28 | Sousa Ribe | PQS E003/091 | SDRF | 20 | 34.3 | 0 | 109.2 | 52 | 3 |  | 2035 | 0 | 0 | 0 | 0 | 0 | 0 |  |  |  | 0 | 0 | 0 | 0 | 0 | 0 | 109.2 | 109.2 | 109.2 | 109.2 | 109.2 | 546 | 52 | 52 | 52 | 52 | 52 | 260 | 1303 |  | 0
0 | TETE | SP | MAGOE | Chitete | Refrigerator | PQS_refr | Vestfrost | VLS 056 RF SDD |  | Solar | 2019 | Functioning well |  |  |  |  | CCE not to replace |  |  | 2023-02-28 | Sousa Ribe | PQS E003/092 | SDRF | 36 | 34.3 | 0 | 116.04 | 52 | 4 |  | 2034 | 0 | 0 | 0 | 0 | 0 | 0 |  |  |  | 0 | 0 | 0 | 0 | 0 | 0 | 116.04 | 116.04 | 116.04 | 116.04 | 116.04 | 580.2 | 52 | 52 | 52 | 52 | 52 | 260 | 1304 |  | 0
0 | TETE | SP | MAGOE | Daque | Refrigerator | PQS_refr | Vestfrost | VLS 056 RF SDD |  | Solar | 2019 | Functioning well |  |  |  |  | CCE not to replace |  |  | 2023-02-28 | Sousa Ribe | PQS E003/092 | SDRF | 36 | 34.3 | 0 | 116.04 | 52 | 4 |  | 2034 | 0 | 0 | 0 | 0 | 0 | 0 |  |  |  | 0 | 0 | 0 | 0 | 0 | 0 | 116.04 | 116.04 | 116.04 | 116.04 | 116.04 | 580.2 | 52 | 52 | 52 | 52 | 52 | 260 | 1305 |  | 0
0 | TETE | SP | MAGOE | Luia | Refrigerator | PQS_refr | Vestfrost | VLS 026 RF Green Line |  | Solar | 2020 | Functioning well |  |  |  |  | CCE not to replace |  | CCEOP1 | 2023-02-28 | Sousa Ribe | PQS E003/091 | SDRF | 20 | 34.3 | 0 | 109.2 | 52 | 3 |  | 2035 | 0 | 0 | 0 | 0 | 0 | 0 |  |  |  | 0 | 0 | 0 | 0 | 0 | 0 | 109.2 | 109.2 | 109.2 | 109.2 | 109.2 | 546 | 52 | 52 | 52 | 52 | 52 | 260 | 1306 |  | 0
0 | TETE | SP | MAGOE | Magoe | Refrigerator | PQS_refr | Vestfrost | VLS 026 RF Green Line |  | Solar | 2020 | Functioning well |  |  |  |  | CCE not to replace |  | CCEOP1 | 2023-02-28 | Sousa Ribe | PQS E003/091 | SDRF | 20 | 34.3 | 0 | 109.2 | 52 | 3 |  | 2035 | 0 | 0 | 0 | 0 | 0 | 0 |  |  |  | 0 | 0 | 0 | 0 | 0 | 0 | 109.2 | 109.2 | 109.2 | 109.2 | 109.2 | 546 | 52 | 52 | 52 | 52 | 52 | 260 | 1307 |  | 0
0 | TETE | SP | MAGOE | Mucumbura | Refrigerator | PQS_refr | Vestfrost | VLS 026 RF Green Line |  | Solar | 2020 | Functioning well |  |  |  |  | CCE not to replace |  | CCEOP1 | 2023-02-28 | Sousa Ribe | PQS E003/091 | SDRF | 20 | 34.3 | 0 | 109.2 | 52 | 3 |  | 2035 | 0 | 0 | 0 | 0 | 0 | 0 |  |  |  | 0 | 0 | 0 | 0 | 0 | 0 | 109.2 | 109.2 | 109.2 | 109.2 | 109.2 | 546 | 52 | 52 | 52 | 52 | 52 | 260 | 1308 |  | 0
0 | TETE | SP | MAGOE | Mussenguezi | Refrigerator | PQS_refr | Vestfrost | MK 304 |  | Electricity | 2020 | Functioning well |  |  |  |  | CCE not to replace |  |  | 2023-02-28 | Sousa Ribe | PQS E003/007 | ILR | 105 | 0 | 0 | 19.032 | 192 | 3 |  | 2035 | 0 | 0 | 0 | 0 | 0 | 0 |  |  |  | 0 | 0 | 0 | 0 | 0 | 0 | 19.032 | 19.032 | 19.032 | 19.032 | 19.032 | 95.16 | 192 | 192 | 192 | 192 | 192 | 960 | 1309 |  | 0
0 | TETE | LD | ANGÓNIA | Depósito D. ANGÓNIA | Freezer | PQS_freezer | Vestfrost | MF 314 |  | Electricity | 2020 | Functioning well |  |  |  |  | CCE not to replace |  | CCEOP1 | 2023-02-28 | Sousa Ribe | PQS E003/023 | VWPF | 0 | 281 | 0 | 13.752 | 253.8 | 3 |  | 2035 | 0 | 0 | 0 | 0 | 0 | 0 |  |  |  | 0 | 0 | 0 | 0 | 0 | 0 | 13.752 | 13.752 | 13.752 | 13.752 | 13.752 | 68.76 | 253.8 | 253.8 | 253.8 | 253.8 | 253.8 | 1269 | 1310 |  | 0
0 | TETE | LD | ANGÓNIA | Depósito D. ANGÓNIA | Refrigerator | PQS_refr | Vestfrost | VLS 026 RF Green Line |  | Solar | 2020 | Functioning well |  |  |  |  | CCE not to replace |  | CCEOP1 | 2023-02-28 | Sousa Ribe | PQS E003/091 | SDRF | 20 | 34.3 | 0 | 109.2 | 52 | 3 |  | 2035 | 0 | 0 | 0 | 0 | 0 | 0 |  |  |  | 0 | 0 | 0 | 0 | 0 | 0 | 109.2 | 109.2 | 109.2 | 109.2 | 109.2 | 546 | 52 | 52 | 52 | 52 | 52 | 260 | 1311 |  | 0
0 | TETE | LD | ANGÓNIA | Depósito D. ANGÓNIA | Refrigerator | PQS_refr | Vestfrost | VLS 026 RF Green Line |  | Solar | 2020 | Functioning well |  |  |  |  | CCE not to replace |  | CCEOP1 | 2023-02-28 | Sousa Ribe | PQS E003/091 | SDRF | 20 | 34.3 | 0 | 109.2 | 52 | 3 |  | 2035 | 0 | 0 | 0 | 0 | 0 | 0 |  |  |  | 0 | 0 | 0 | 0 | 0 | 0 | 109.2 | 109.2 | 109.2 | 109.2 | 109.2 | 546 | 52 | 52 | 52 | 52 | 52 | 260 | 1312 |  | 0
0 | TETE | SP | ANGÓNIA | C.S. Domue | Refrigerator | PQS_refr | Vestfrost | MK 304 |  | Electricity | 2020 | Functioning well |  |  |  |  | CCE not to replace |  |  | 2023-02-28 | Sousa Ribe | PQS E003/007 | ILR | 105 | 0 | 0 | 19.032 | 192 | 3 |  | 2035 | 0 | 0 | 0 | 0 | 0 | 0 |  |  |  | 0 | 0 | 0 | 0 | 0 | 0 | 19.032 | 19.032 | 19.032 | 19.032 | 19.032 | 95.16 | 192 | 192 | 192 | 192 | 192 | 960 | 1313 |  | 0
0 | TETE | SP | ANGÓNIA | C.S. Lifidzi | Refrigerator | PQS_refr | B Medical Systems Sarl (Dometic) | TCW 80 AC |  | Electricity | 2020 | Functioning well |  |  |  |  | CCE not to replace |  | CCEOP1 | 2023-02-28 | Sousa Ribe | PQS E003/101 | ILR | 80.5 | 0 | 0 | 71.808 | 69.6 | 3 |  | 2035 | 0 | 0 | 0 | 0 | 0 | 0 |  |  |  | 0 | 0 | 0 | 0 | 0 | 0 | 71.808 | 71.808 | 71.808 | 71.808 | 71.808 | 359.04 | 69.6 | 69.6 | 69.6 | 69.6 | 69.6 | 348 | 1314 |  | 0
0 | TETE | SP | ANGÓNIA | C.S. Mphandula | Refrigerator | PQS_refr | Vestfrost | VLS 026 RF Green Line |  | Solar | 2020 | Functioning well |  |  |  |  | CCE not to replace |  | CCEOP1 | 2023-02-28 | Sousa Ribe | PQS E003/091 | SDRF | 20 | 34.3 | 0 | 109.2 | 52 | 3 |  | 2035 | 0 | 0 | 0 | 0 | 0 | 0 |  |  |  | 0 | 0 | 0 | 0 | 0 | 0 | 109.2 | 109.2 | 109.2 | 109.2 | 109.2 | 546 | 52 | 52 | 52 | 52 | 52 | 260 | 1315 |  | 0
0 | TETE | SP | ANGÓNIA | C.S. Mphenha | Refrigerator | PQS_refr | Vestfrost | VLS 026 RF Green Line |  | Solar | 2020 | Functioning well |  |  |  |  | CCE not to replace |  | CCEOP1 | 2023-02-28 | Sousa Ribe | PQS E003/091 | SDRF | 20 | 34.3 | 0 | 109.2 | 52 | 3 |  | 2035 | 0 | 0 | 0 | 0 | 0 | 0 |  |  |  | 0 | 0 | 0 | 0 | 0 | 0 | 109.2 | 109.2 | 109.2 | 109.2 | 109.2 | 546 | 52 | 52 | 52 | 52 | 52 | 260 | 1316 |  | 0
0 | TETE | SP | ANGÓNIA | C.S. Ntsendeza | Refrigerator | PQS_refr | Vestfrost | VLS 026 RF Green Line |  | Solar | 2020 | Functioning well |  |  |  |  | CCE not to replace |  | CCEOP1 | 2023-02-28 | Sousa Ribe | PQS E003/091 | SDRF | 20 | 34.3 | 0 | 109.2 | 52 | 3 |  | 2035 | 0 | 0 | 0 | 0 | 0 | 0 |  |  |  | 0 | 0 | 0 | 0 | 0 | 0 | 109.2 | 109.2 | 109.2 | 109.2 | 109.2 | 546 | 52 | 52 | 52 | 52 | 52 | 260 | 1317 |  | 0
0 | TETE | SP | ANGÓNIA | C.S. Seze | Refrigerator | PQS_refr | Vestfrost | MK 304 |  | Electricity | 2020 | Functioning well |  |  |  |  | CCE not to replace |  |  | 2023-02-28 | Sousa Ribe | PQS E003/007 | ILR | 105 | 0 | 0 | 19.032 | 192 | 3 |  | 2035 | 0 | 0 | 0 | 0 | 0 | 0 |  |  |  | 0 | 0 | 0 | 0 | 0 | 0 | 19.032 | 19.032 | 19.032 | 19.032 | 19.032 | 95.16 | 192 | 192 | 192 | 192 | 192 | 960 | 1318 |  | 0
0 | TETE | SP | ANGÓNIA | C.S. Ulongue | Refrigerator | PQS_refr | Vestfrost | VLS 404A AC |  | Electricity | 2021 | Functioning well |  |  |  |  | CCE not to replace |  | CCEOP1 | 2023-02-28 | Sousa Ribe | PQS E003/112 | ILR | 145 | 0 | 0 | 25.08 | 41.4 | 2 |  | 2036 | 0 | 0 | 0 | 0 | 0 | 0 |  |  |  | 0 | 0 | 0 | 0 | 0 | 0 | 25.08 | 25.08 | 25.08 | 25.08 | 25.08 | 125.4 | 41.4 | 41.4 | 41.4 | 41.4 | 41.4 | 207 | 1319 |  | 0
0 | TETE | SP | ANGÓNIA | C.S. Vila Velha | Refrigerator | PQS_refr | Vestfrost | VLS 154A SDD Greenline |  | Solar | 2021 | Functioning well |  |  |  |  | CCE not to replace |  |  | 2023-02-28 | Sousa Ribe | PQS E003/108 | SDR | 170 | 0 | 0 | 98.472 | 52 | 2 |  | 2036 | 0 | 0 | 0 | 0 | 0 | 0 |  |  |  | 0 | 0 | 0 | 0 | 0 | 0 | 98.472 | 98.472 | 98.472 | 98.472 | 98.472 | 492.36 | 52 | 52 | 52 | 52 | 52 | 260 | 1320 |  | 0
0 | TETE | SP | ANGÓNIA | Centro de saúde de calomue | Refrigerator | PQS_refr | Vestfrost | VLS 404A AC |  | Electricity | 2021 | Functioning well |  |  |  |  | CCE not to replace |  | CCEOP1 | 2023-02-28 | Sousa Ribe | PQS E003/112 | ILR | 145 | 0 | 0 | 25.08 | 41.4 | 2 |  | 2036 | 0 | 0 | 0 | 0 | 0 | 0 |  |  |  | 0 | 0 | 0 | 0 | 0 | 0 | 25.08 | 25.08 | 25.08 | 25.08 | 25.08 | 125.4 | 41.4 | 41.4 | 41.4 | 41.4 | 41.4 | 207 | 1321 |  | 0
0 | TETE | SP | ANGÓNIA | Centro de Saúde de Mulanguene | Refrigerator | PQS_refr | Vestfrost | VLS 404A AC |  | Electricity | 2021 | Functioning well |  |  |  |  | CCE not to replace |  | CCEOP1 | 2023-02-28 | Sousa Ribe | PQS E003/112 | ILR | 145 | 0 | 0 | 25.08 | 41.4 | 2 |  | 2036 | 0 | 0 | 0 | 0 | 0 | 0 |  |  |  | 0 | 0 | 0 | 0 | 0 | 0 | 25.08 | 25.08 | 25.08 | 25.08 | 25.08 | 125.4 | 41.4 | 41.4 | 41.4 | 41.4 | 41.4 | 207 | 1322 |  | 0
0 | TETE | SP | ANGÓNIA | Chia | Refrigerator | PQS_refr | Vestfrost | VLS 404A AC |  | Electricity | 2021 | Functioning well |  |  |  |  | CCE not to replace |  | CCEOP1 | 2023-02-28 | Sousa Ribe | PQS E003/112 | ILR | 145 | 0 | 0 | 25.08 | 41.4 | 2 |  | 2036 | 0 | 0 | 0 | 0 | 0 | 0 |  |  |  | 0 | 0 | 0 | 0 | 0 | 0 | 25.08 | 25.08 | 25.08 | 25.08 | 25.08 | 125.4 | 41.4 | 41.4 | 41.4 | 41.4 | 41.4 | 207 | 1323 |  | 0
0 | TETE | LD | CHIFUNDE | Depósito D. CHIFUNDE | Refrigerator | PQS_refr | Vestfrost | VLS 404A AC |  | Electricity | 2021 | Functioning well |  |  |  |  | CCE not to replace |  | CCEOP1 | 2023-02-28 | Sousa Ribe | PQS E003/112 | ILR | 145 | 0 | 0 | 25.08 | 41.4 | 2 |  | 2036 | 0 | 0 | 0 | 0 | 0 | 0 |  |  |  | 0 | 0 | 0 | 0 | 0 | 0 | 25.08 | 25.08 | 25.08 | 25.08 | 25.08 | 125.4 | 41.4 | 41.4 | 41.4 | 41.4 | 41.4 | 207 | 1324 |  | 0
0 | TETE | LD | CHIFUNDE | Depósito D. CHIFUNDE | Refrigerator | PQS_refr | Vestfrost | VLS 404A AC |  | Electricity | 2021 | Functioning well |  |  |  |  | CCE not to replace |  | CCEOP1 | 2023-02-28 | Sousa Ribe | PQS E003/112 | ILR | 145 | 0 | 0 | 25.08 | 41.4 | 2 |  | 2036 | 0 | 0 | 0 | 0 | 0 | 0 |  |  |  | 0 | 0 | 0 | 0 | 0 | 0 | 25.08 | 25.08 | 25.08 | 25.08 | 25.08 | 125.4 | 41.4 | 41.4 | 41.4 | 41.4 | 41.4 | 207 | 1325 |  | 0
0 | TETE | SP | CHIFUNDE | Khamande | Refrigerator | PQS_refr | Vestfrost | VLS 404A AC |  | Electricity | 2021 | Functioning well |  |  |  |  | CCE not to replace |  | CCEOP1 | 2023-02-28 | Sousa Ribe | PQS E003/112 | ILR | 145 | 0 | 0 | 25.08 | 41.4 | 2 |  | 2036 | 0 | 0 | 0 | 0 | 0 | 0 |  |  |  | 0 | 0 | 0 | 0 | 0 | 0 | 25.08 | 25.08 | 25.08 | 25.08 | 25.08 | 125.4 | 41.4 | 41.4 | 41.4 | 41.4 | 41.4 | 207 | 1326 |  | 0
0 | TETE | SP | CHIFUNDE | Khamande | Refrigerator | PQS_refr | Vestfrost | VLS 404A AC |  | Electricity | 2021 | Functioning well |  |  |  |  | CCE not to replace |  | CCEOP1 | 2023-02-28 | Sousa Ribe | PQS E003/112 | ILR | 145 | 0 | 0 | 25.08 | 41.4 | 2 |  | 2036 | 0 | 0 | 0 | 0 | 0 | 0 |  |  |  | 0 | 0 | 0 | 0 | 0 | 0 | 25.08 | 25.08 | 25.08 | 25.08 | 25.08 | 125.4 | 41.4 | 41.4 | 41.4 | 41.4 | 41.4 | 207 | 1327 |  | 0
0 | TETE | SP | CHIFUNDE | Luia | Refrigerator | PQS_refr | Vestfrost | VLS 404A AC |  | Electricity | 2021 | Functioning well |  |  |  |  | CCE not to replace |  | CCEOP1 | 2023-02-28 | Sousa Ribe | PQS E003/112 | ILR | 145 | 0 | 0 | 25.08 | 41.4 | 2 |  | 2036 | 0 | 0 | 0 | 0 | 0 | 0 |  |  |  | 0 | 0 | 0 | 0 | 0 | 0 | 25.08 | 25.08 | 25.08 | 25.08 | 25.08 | 125.4 | 41.4 | 41.4 | 41.4 | 41.4 | 41.4 | 207 | 1328 |  | 0
0 | TETE | SP | CHIFUNDE | Luia | Refrigerator | PQS_refr | Vestfrost | VLS 404A AC |  | Electricity | 2021 | Functioning well |  |  |  |  | CCE not to replace |  | CCEOP1 | 2023-02-28 | Sousa Ribe | PQS E003/112 | ILR | 145 | 0 | 0 | 25.08 | 41.4 | 2 |  | 2036 | 0 | 0 | 0 | 0 | 0 | 0 |  |  |  | 0 | 0 | 0 | 0 | 0 | 0 | 25.08 | 25.08 | 25.08 | 25.08 | 25.08 | 125.4 | 41.4 | 41.4 | 41.4 | 41.4 | 41.4 | 207 | 1329 |  | 0
0 | TETE | SP | CHIFUNDE | Mualadzi | Refrigerator | PQS_refr | Vestfrost | VLS 154A SDD Greenline |  | Solar | 2021 | Functioning well |  |  |  |  | CCE not to replace |  |  | 2023-02-28 | Sousa Ribe | PQS E003/108 | SDR | 170 | 0 | 0 | 98.472 | 52 | 2 |  | 2036 | 0 | 0 | 0 | 0 | 0 | 0 |  |  |  | 0 | 0 | 0 | 0 | 0 | 0 | 98.472 | 98.472 | 98.472 | 98.472 | 98.472 | 492.36 | 52 | 52 | 52 | 52 | 52 | 260 | 1330 |  | 0
0 | TETE | SP | CHIFUNDE | Nkhanta | Refrigerator | PQS_refr | Vestfrost | VLS 404A AC |  | Electricity | 2021 | Functioning well |  |  |  |  | CCE not to replace |  | CCEOP1 | 2023-02-28 | Sousa Ribe | PQS E003/112 | ILR | 145 | 0 | 0 | 25.08 | 41.4 | 2 |  | 2036 | 0 | 0 | 0 | 0 | 0 | 0 |  |  |  | 0 | 0 | 0 | 0 | 0 | 0 | 25.08 | 25.08 | 25.08 | 25.08 | 25.08 | 125.4 | 41.4 | 41.4 | 41.4 | 41.4 | 41.4 | 207 | 1331 |  | 0
0 | TETE | SP | CHIFUNDE | Nsadzo | Refrigerator | PQS_refr | Vestfrost | VLS 404A AC |  | Electricity | 2019 | Functioning well |  |  |  |  | CCE not to replace |  |  | 2023-02-28 | Sousa Ribe | PQS E003/112 | ILR | 145 | 0 | 0 | 25.08 | 41.4 | 4 |  | 2034 | 0 | 0 | 0 | 0 | 0 | 0 |  |  |  | 0 | 0 | 0 | 0 | 0 | 0 | 25.08 | 25.08 | 25.08 | 25.08 | 25.08 | 125.4 | 41.4 | 41.4 | 41.4 | 41.4 | 41.4 | 207 | 1332 |  | 0
0 | TETE | SP | CHIFUNDE | Thequesse | Refrigerator | PQS_refr | Vestfrost | VLS 404A AC |  | Electricity | 2021 | Functioning well |  |  |  |  | CCE not to replace |  | CCEOP1 | 2023-02-28 | Sousa Ribe | PQS E003/112 | ILR | 145 | 0 | 0 | 25.08 | 41.4 | 2 |  | 2036 | 0 | 0 | 0 | 0 | 0 | 0 |  |  |  | 0 | 0 | 0 | 0 | 0 | 0 | 25.08 | 25.08 | 25.08 | 25.08 | 25.08 | 125.4 | 41.4 | 41.4 | 41.4 | 41.4 | 41.4 | 207 | 1333 |  | 0
0 | TETE | LD | MACANGA | Depósito D. MACANGA | Refrigerator | PQS_refr | Vestfrost | VLS 404A AC |  | Electricity | 2019 | Functioning well |  |  |  |  | CCE not to replace |  |  | 2023-02-28 | Sousa Ribe | PQS E003/112 | ILR | 145 | 0 | 0 | 25.08 | 41.4 | 4 |  | 2034 | 0 | 0 | 0 | 0 | 0 | 0 |  |  |  | 0 | 0 | 0 | 0 | 0 | 0 | 25.08 | 25.08 | 25.08 | 25.08 | 25.08 | 125.4 | 41.4 | 41.4 | 41.4 | 41.4 | 41.4 | 207 | 1334 |  | 0
0 | TETE | LD | MACANGA | Depósito D. MACANGA | Refrigerator | PQS_refr | Vestfrost | VLS 154A SDD Greenline |  | Solar | 2021 | Functioning well |  |  |  |  | CCE not to replace |  |  | 2023-02-28 | Sousa Ribe | PQS E003/108 | SDR | 170 | 0 | 0 | 98.472 | 52 | 2 |  | 2036 | 0 | 0 | 0 | 0 | 0 | 0 |  |  |  | 0 | 0 | 0 | 0 | 0 | 0 | 98.472 | 98.472 | 98.472 | 98.472 | 98.472 | 492.36 | 52 | 52 | 52 | 52 | 52 | 260 | 1335 |  | 0
0 | TETE | LD | MACANGA | Depósito D. MACANGA | Refrigerator | PQS_refr | Vestfrost | VLS 404A AC |  | Electricity | 2019 | Functioning well |  |  |  |  | CCE not to replace |  |  | 2023-02-28 | Sousa Ribe | PQS E003/112 | ILR | 145 | 0 | 0 | 25.08 | 41.4 | 4 |  | 2034 | 0 | 0 | 0 | 0 | 0 | 0 |  |  |  | 0 | 0 | 0 | 0 | 0 | 0 | 25.08 | 25.08 | 25.08 | 25.08 | 25.08 | 125.4 | 41.4 | 41.4 | 41.4 | 41.4 | 41.4 | 207 | 1336 |  | 0
0 | TETE | SP | MACANGA | Furancungo | Refrigerator | PQS_refr | Vestfrost | VLS 056 RF SDD |  | Solar | 2019 | Functioning well |  |  |  |  | CCE not to replace |  |  | 2023-02-28 | Sousa Ribe | PQS E003/092 | SDRF | 36 | 34.3 | 0 | 116.04 | 52 | 4 |  | 2034 | 0 | 0 | 0 | 0 | 0 | 0 |  |  |  | 0 | 0 | 0 | 0 | 0 | 0 | 116.04 | 116.04 | 116.04 | 116.04 | 116.04 | 580.2 | 52 | 52 | 52 | 52 | 52 | 260 | 1337 |  | 0
0 | TETE | SP | MACANGA | Gandali | Refrigerator | PQS_refr | B Medical Systems Sarl (Dometic) | TCW 80 AC |  | Electricity | 2020 | Functioning well |  |  |  |  | CCE not to replace |  | CCEOP1 | 2023-02-28 | Sousa Ribe | PQS E003/101 | ILR | 80.5 | 0 | 0 | 71.808 | 69.6 | 3 |  | 2035 | 0 | 0 | 0 | 0 | 0 | 0 |  |  |  | 0 | 0 | 0 | 0 | 0 | 0 | 71.808 | 71.808 | 71.808 | 71.808 | 71.808 | 359.04 | 69.6 | 69.6 | 69.6 | 69.6 | 69.6 | 348 | 1338 |  | 0
0 | TETE | SP | MACANGA | Kampala | Refrigerator | PQS_refr | Vestfrost | VLS 054A SDD Greenline |  | Solar | 2020 | Functioning well |  |  |  |  | CCE not to replace |  | CCEOP1 | 2023-02-28 | Sousa Ribe | PQS E003/106 | SDR | 55.5 | 0 | 0 | 70.176 | 52 | 3 |  | 2035 | 0 | 0 | 0 | 0 | 0 | 0 |  |  |  | 0 | 0 | 0 | 0 | 0 | 0 | 70.176 | 70.176 | 70.176 | 70.176 | 70.176 | 350.88 | 52 | 52 | 52 | 52 | 52 | 260 | 1339 |  | 0
0 | TETE | SP | MACANGA | Miwanga | Refrigerator | PQS_refr | Vestfrost | VLS 054A SDD Greenline |  | Solar | 2020 | Functioning well |  |  |  |  | CCE not to replace |  | CCEOP1 | 2023-02-28 | Sousa Ribe | PQS E003/106 | SDR | 55.5 | 0 | 0 | 70.176 | 52 | 3 |  | 2035 | 0 | 0 | 0 | 0 | 0 | 0 |  |  |  | 0 | 0 | 0 | 0 | 0 | 0 | 70.176 | 70.176 | 70.176 | 70.176 | 70.176 | 350.88 | 52 | 52 | 52 | 52 | 52 | 260 | 1340 |  | 0
0 | TETE | SP | MACANGA | Mtchoncho | Refrigerator | PQS_refr | Vestfrost | MK 304 |  | Electricity | 2020 | Functioning well |  |  |  |  | CCE not to replace |  |  | 2023-02-28 | Sousa Ribe | PQS E003/007 | ILR | 105 | 0 | 0 | 19.032 | 192 | 3 |  | 2035 | 0 | 0 | 0 | 0 | 0 | 0 |  |  |  | 0 | 0 | 0 | 0 | 0 | 0 | 19.032 | 19.032 | 19.032 | 19.032 | 19.032 | 95.16 | 192 | 192 | 192 | 192 | 192 | 960 | 1341 |  | 0
0 | TETE | SP | MACANGA | Namandende | Refrigerator | PQS_refr | Vestfrost | VLS 054A SDD Greenline |  | Solar | 2020 | Functioning well |  |  |  |  | CCE not to replace |  | CCEOP1 | 2023-02-28 | Sousa Ribe | PQS E003/106 | SDR | 55.5 | 0 | 0 | 70.176 | 52 | 3 |  | 2035 | 0 | 0 | 0 | 0 | 0 | 0 |  |  |  | 0 | 0 | 0 | 0 | 0 | 0 | 70.176 | 70.176 | 70.176 | 70.176 | 70.176 | 350.88 | 52 | 52 | 52 | 52 | 52 | 260 | 1342 |  | 0
0 | TETE | LD | MARÁVIA | Depósito D. MARÁVIA | Freezer | PQS_freezer | Vestfrost | MF 314 |  | Electricity | 2020 | Functioning well |  |  |  |  | CCE not to replace |  | CCEOP1 | 2023-02-28 | Sousa Ribe | PQS E003/023 | VWPF | 0 | 281 | 0 | 13.752 | 253.8 | 3 |  | 2035 | 0 | 0 | 0 | 0 | 0 | 0 |  |  |  | 0 | 0 | 0 | 0 | 0 | 0 | 13.752 | 13.752 | 13.752 | 13.752 | 13.752 | 68.76 | 253.8 | 253.8 | 253.8 | 253.8 | 253.8 | 1269 | 1343 |  | 0
0 | TETE | LD | MARÁVIA | Depósito D. MARÁVIA | Freezer | PQS_freezer | Vestfrost | MF 314 |  | Electricity | 2020 | Functioning well |  |  |  |  | CCE not to replace |  | CCEOP1 | 2023-02-28 | Sousa Ribe | PQS E003/023 | VWPF | 0 | 281 | 0 | 13.752 | 253.8 | 3 |  | 2035 | 0 | 0 | 0 | 0 | 0 | 0 |  |  |  | 0 | 0 | 0 | 0 | 0 | 0 | 13.752 | 13.752 | 13.752 | 13.752 | 13.752 | 68.76 | 253.8 | 253.8 | 253.8 | 253.8 | 253.8 | 1269 | 1344 |  | 0
0 | TETE | SP | MARÁVIA | Fingue | Refrigerator | PQS_refr | Vestfrost | MK 304 |  | Electricity | 2020 | Functioning well |  |  |  |  | CCE not to replace |  |  | 2023-02-28 | Sousa Ribe | PQS E003/007 | ILR | 105 | 0 | 0 | 19.032 | 192 | 3 |  | 2035 | 0 | 0 | 0 | 0 | 0 | 0 |  |  |  | 0 | 0 | 0 | 0 | 0 | 0 | 19.032 | 19.032 | 19.032 | 19.032 | 19.032 | 95.16 | 192 | 192 | 192 | 192 | 192 | 960 | 1345 |  | 0
0 | TETE | SP | MARÁVIA | Fingue | Refrigerator | PQS_refr | Vestfrost | MK 304 |  | Electricity | 2020 | Functioning well |  |  |  |  | CCE not to replace |  |  | 2023-02-28 | Sousa Ribe | PQS E003/007 | ILR | 105 | 0 | 0 | 19.032 | 192 | 3 |  | 2035 | 0 | 0 | 0 | 0 | 0 | 0 |  |  |  | 0 | 0 | 0 | 0 | 0 | 0 | 19.032 | 19.032 | 19.032 | 19.032 | 19.032 | 95.16 | 192 | 192 | 192 | 192 | 192 | 960 | 1346 |  | 0
0 | TETE | SP | MARÁVIA | Kassuende | Refrigerator | PQS_refr | Vestfrost | MK 304 |  | Electricity | 2020 | Functioning well |  |  |  |  | CCE not to replace |  |  | 2023-02-28 | Sousa Ribe | PQS E003/007 | ILR | 105 | 0 | 0 | 19.032 | 192 | 3 |  | 2035 | 0 | 0 | 0 | 0 | 0 | 0 |  |  |  | 0 | 0 | 0 | 0 | 0 | 0 | 19.032 | 19.032 | 19.032 | 19.032 | 19.032 | 95.16 | 192 | 192 | 192 | 192 | 192 | 960 | 1347 |  | 0
0 | TETE | SP | MARÁVIA | Malowera | Refrigerator | PQS_refr | Vestfrost | MK 304 |  | Electricity | 2020 | Functioning well |  |  |  |  | CCE not to replace |  |  | 2023-02-28 | Sousa Ribe | PQS E003/007 | ILR | 105 | 0 | 0 | 19.032 | 192 | 3 |  | 2035 | 0 | 0 | 0 | 0 | 0 | 0 |  |  |  | 0 | 0 | 0 | 0 | 0 | 0 | 19.032 | 19.032 | 19.032 | 19.032 | 19.032 | 95.16 | 192 | 192 | 192 | 192 | 192 | 960 | 1348 |  | 0
0 | TETE | SP | MARÁVIA | Uncanha | Refrigerator | PQS_refr | Vestfrost | MK 304 |  | Electricity | 2020 | Functioning well |  |  |  |  | CCE not to replace |  |  | 2023-02-28 | Sousa Ribe | PQS E003/007 | ILR | 105 | 0 | 0 | 19.032 | 192 | 3 |  | 2035 | 0 | 0 | 0 | 0 | 0 | 0 |  |  |  | 0 | 0 | 0 | 0 | 0 | 0 | 19.032 | 19.032 | 19.032 | 19.032 | 19.032 | 95.16 | 192 | 192 | 192 | 192 | 192 | 960 | 1349 |  | 0
0 | TETE | LD | ZUMBO | Depósito D. ZUMBO | Refrigerator | PQS_refr | Vestfrost | VLS 054A SDD Greenline |  | Solar | 2020 | Not functional, for breakage |  |  |  |  | CCE to remove & replace | Damaged by cyclone | CCEOP1 | 2023-02-28 | Sousa Ribe | PQS E003/106 | SDR | 55.5 | 0 | 0 | 70.176 | 52 | 3 | 2023 | 2023 | 1 | 0 | 0 | 0 | 0 | 1 |  |  |  | #N/A | 0 | 0 | 0 | 0 | #N/A | #N/A | #N/A | #N/A | #N/A | #N/A | #N/A | #N/A | #N/A | #N/A | #N/A | #N/A | #N/A | 1350 |  | 0
0 | TETE | LD | ZUMBO | Depósito D. ZUMBO | Refrigerator | PQS_refr | B Medical Systems Sarl (Dometic) | TCW 80 AC |  | Electricity | 2020 | Functioning well |  |  |  |  | CCE not to replace |  | CCEOP1 | 2023-02-28 | Sousa Ribe | PQS E003/101 | ILR | 80.5 | 0 | 0 | 71.808 | 69.6 | 3 |  | 2035 | 0 | 0 | 0 | 0 | 0 | 0 |  |  |  | 0 | 0 | 0 | 0 | 0 | 0 | 71.808 | 71.808 | 71.808 | 71.808 | 71.808 | 359.04 | 69.6 | 69.6 | 69.6 | 69.6 | 69.6 | 348 | 1351 |  | 0
0 | TETE | SP | ZUMBO | Mucangadzi | Refrigerator | PQS_refr | B Medical Systems Sarl (Dometic) | TCW 80 AC |  | Electricity | 2020 | Functioning well |  |  |  |  | CCE not to replace |  | CCEOP1 | 2023-02-28 | Sousa Ribe | PQS E003/101 | ILR | 80.5 | 0 | 0 | 71.808 | 69.6 | 3 |  | 2035 | 0 | 0 | 0 | 0 | 0 | 0 |  |  |  | 0 | 0 | 0 | 0 | 0 | 0 | 71.808 | 71.808 | 71.808 | 71.808 | 71.808 | 359.04 | 69.6 | 69.6 | 69.6 | 69.6 | 69.6 | 348 | 1352 |  | 0
0 | TETE | SP | ZUMBO | Mucangadzi | Refrigerator | PQS_refr | Vestfrost | VLS 056 RF SDD |  | Solar | 2019 | Functioning well |  |  |  |  | CCE not to replace |  |  | 2023-02-28 | Sousa Ribe | PQS E003/092 | SDRF | 36 | 34.3 | 0 | 116.04 | 52 | 4 |  | 2034 | 0 | 0 | 0 | 0 | 0 | 0 |  |  |  | 0 | 0 | 0 | 0 | 0 | 0 | 116.04 | 116.04 | 116.04 | 116.04 | 116.04 | 580.2 | 52 | 52 | 52 | 52 | 52 | 260 | 1353 |  | 0
0 | TETE | SP | ZUMBO | Muze | Refrigerator | PQS_refr | B Medical Systems Sarl (Dometic) | TCW 80 AC |  | Electricity | 2020 | Functioning well |  |  |  |  | CCE not to replace |  | CCEOP1 | 2023-02-28 | Sousa Ribe | PQS E003/101 | ILR | 80.5 | 0 | 0 | 71.808 | 69.6 | 3 |  | 2035 | 0 | 0 | 0 | 0 | 0 | 0 |  |  |  | 0 | 0 | 0 | 0 | 0 | 0 | 71.808 | 71.808 | 71.808 | 71.808 | 71.808 | 359.04 | 69.6 | 69.6 | 69.6 | 69.6 | 69.6 | 348 | 1354 |  | 0
0 | TETE | SP | ZUMBO | Muze | Refrigerator | PQS_refr | B Medical Systems Sarl (Dometic) | TCW 80 AC |  | Electricity | 2019 | Functioning well |  |  |  |  | CCE not to replace |  |  | 2023-02-28 | Sousa Ribe | PQS E003/101 | ILR | 80.5 | 0 | 0 | 71.808 | 69.6 | 4 |  | 2034 | 0 | 0 | 0 | 0 | 0 | 0 |  |  |  | 0 | 0 | 0 | 0 | 0 | 0 | 71.808 | 71.808 | 71.808 | 71.808 | 71.808 | 359.04 | 69.6 | 69.6 | 69.6 | 69.6 | 69.6 | 348 | 1355 |  | 0
0 | TETE | SP | ZUMBO | Tongue | Refrigerator | PQS_refr | Vestfrost | VLS 056 RF SDD |  | Solar | 2019 | Functioning well |  |  |  |  | CCE not to replace |  |  | 2023-02-28 | Sousa Ribe | PQS E003/092 | SDRF | 36 | 34.3 | 0 | 116.04 | 52 | 4 |  | 2034 | 0 | 0 | 0 | 0 | 0 | 0 |  |  |  | 0 | 0 | 0 | 0 | 0 | 0 | 116.04 | 116.04 | 116.04 | 116.04 | 116.04 | 580.2 | 52 | 52 | 52 | 52 | 52 | 260 | 1356 |  | 0
0 | TETE | SP | ZUMBO | Zambue | Refrigerator | PQS_refr | B Medical Systems Sarl (Dometic) | TCW 80 AC |  | Electricity | 2020 | Functioning well |  |  |  |  | CCE not to replace |  | CCEOP1 | 2023-02-28 | Sousa Ribe | PQS E003/101 | ILR | 80.5 | 0 | 0 | 71.808 | 69.6 | 3 |  | 2035 | 0 | 0 | 0 | 0 | 0 | 0 |  |  |  | 0 | 0 | 0 | 0 | 0 | 0 | 71.808 | 71.808 | 71.808 | 71.808 | 71.808 | 359.04 | 69.6 | 69.6 | 69.6 | 69.6 | 69.6 | 348 | 1357 |  | 0
0 | TETE | LD | TSANGANO | Depósito D. TSANGANO | Refrigerator | PQS_refr | Vestfrost | VLS 056 RF SDD |  | Solar | 2019 | Functioning well |  |  |  |  | CCE not to replace |  |  | 2023-02-28 | Sousa Ribe | PQS E003/092 | SDRF | 36 | 34.3 | 0 | 116.04 | 52 | 4 |  | 2034 | 0 | 0 | 0 | 0 | 0 | 0 |  |  |  | 0 | 0 | 0 | 0 | 0 | 0 | 116.04 | 116.04 | 116.04 | 116.04 | 116.04 | 580.2 | 52 | 52 | 52 | 52 | 52 | 260 | 1358 |  | 0
0 | TETE | LD | TSANGANO | Depósito D. TSANGANO | Refrigerator | PQS_refr | Vestfrost | VLS 056 RF SDD |  | Solar | 2019 | Functioning well |  |  |  |  | CCE not to replace |  |  | 2023-02-28 | Sousa Ribe | PQS E003/092 | SDRF | 36 | 34.3 | 0 | 116.04 | 52 | 4 |  | 2034 | 0 | 0 | 0 | 0 | 0 | 0 |  |  |  | 0 | 0 | 0 | 0 | 0 | 0 | 116.04 | 116.04 | 116.04 | 116.04 | 116.04 | 580.2 | 52 | 52 | 52 | 52 | 52 | 260 | 1359 |  | 0
0 | TETE | SP | TSANGANO | Kalipare | Refrigerator | PQS_refr | B Medical Systems Sarl (Dometic) | TCW 80 AC |  | Electricity | 2020 | Functioning well |  |  |  |  | CCE not to replace |  | CCEOP1 | 2023-02-28 | Sousa Ribe | PQS E003/101 | ILR | 80.5 | 0 | 0 | 71.808 | 69.6 | 3 |  | 2035 | 0 | 0 | 0 | 0 | 0 | 0 |  |  |  | 0 | 0 | 0 | 0 | 0 | 0 | 71.808 | 71.808 | 71.808 | 71.808 | 71.808 | 359.04 | 69.6 | 69.6 | 69.6 | 69.6 | 69.6 | 348 | 1360 |  | 0
0 | TETE | SP | TSANGANO | Kalipare | Refrigerator | PQS_refr | Vestfrost | VLS 056 RF SDD |  | Solar | 2019 | Functioning well |  |  |  |  | CCE not to replace |  |  | 2023-02-28 | Sousa Ribe | PQS E003/092 | SDRF | 36 | 34.3 | 0 | 116.04 | 52 | 4 |  | 2034 | 0 | 0 | 0 | 0 | 0 | 0 |  |  |  | 0 | 0 | 0 | 0 | 0 | 0 | 116.04 | 116.04 | 116.04 | 116.04 | 116.04 | 580.2 | 52 | 52 | 52 | 52 | 52 | 260 | 1361 |  | 0
0 | TETE | SP | TSANGANO | Maconge | Refrigerator | PQS_refr | Vestfrost | VLS 056 RF SDD |  | Solar | 2019 | Functioning well |  |  |  |  | CCE not to replace |  |  | 2023-02-28 | Sousa Ribe | PQS E003/092 | SDRF | 36 | 34.3 | 0 | 116.04 | 52 | 4 |  | 2034 | 0 | 0 | 0 | 0 | 0 | 0 |  |  |  | 0 | 0 | 0 | 0 | 0 | 0 | 116.04 | 116.04 | 116.04 | 116.04 | 116.04 | 580.2 | 52 | 52 | 52 | 52 | 52 | 260 | 1362 |  | 0
0 | TETE | SP | TSANGANO | Maconge | Refrigerator | PQS_refr | B Medical Systems Sarl (Dometic) | TCW 80 AC |  | Electricity | 2020 | Functioning well |  |  |  |  | CCE not to replace |  | CCEOP1 | 2023-02-28 | Sousa Ribe | PQS E003/101 | ILR | 80.5 | 0 | 0 | 71.808 | 69.6 | 3 |  | 2035 | 0 | 0 | 0 | 0 | 0 | 0 |  |  |  | 0 | 0 | 0 | 0 | 0 | 0 | 71.808 | 71.808 | 71.808 | 71.808 | 71.808 | 359.04 | 69.6 | 69.6 | 69.6 | 69.6 | 69.6 | 348 | 1363 |  | 0
0 | TETE | SP | TSANGANO | Ntengowambalame | Refrigerator | PQS_refr | Vestfrost | VLS 056 RF SDD |  | Solar | 2020 | Functioning well |  |  |  |  | CCE not to replace |  | CCEOP1 | 2023-02-28 | Sousa Ribe | PQS E003/092 | SDRF | 36 | 34.3 | 0 | 116.04 | 52 | 3 |  | 2035 | 0 | 0 | 0 | 0 | 0 | 0 |  |  |  | 0 | 0 | 0 | 0 | 0 | 0 | 116.04 | 116.04 | 116.04 | 116.04 | 116.04 | 580.2 | 52 | 52 | 52 | 52 | 52 | 260 | 1364 |  | 0
0 | TETE | SP | TSANGANO | Tsangano-sede | Refrigerator | PQS_refr | Vestfrost | MK 304 |  | Electricity | 2020 | Functioning well |  |  |  |  | CCE not to replace |  |  | 2023-02-28 | Sousa Ribe | PQS E003/007 | ILR | 105 | 0 | 0 | 19.032 | 192 | 3 |  | 2035 | 0 | 0 | 0 | 0 | 0 | 0 |  |  |  | 0 | 0 | 0 | 0 | 0 | 0 | 19.032 | 19.032 | 19.032 | 19.032 | 19.032 | 95.16 | 192 | 192 | 192 | 192 | 192 | 960 | 1365 |  | 0
0 | TETE | LD | CHANGARA | Depósito D. CHANGARA | Freezer | PQS_freezer | Vestfrost | MF 314 |  | Electricity | 2020 | Functioning well |  |  |  |  | CCE not to replace |  | CCEOP1 | 2023-02-28 | Sousa Ribe | PQS E003/023 | VWPF | 0 | 281 | 0 | 13.752 | 253.8 | 3 |  | 2035 | 0 | 0 | 0 | 0 | 0 | 0 |  |  |  | 0 | 0 | 0 | 0 | 0 | 0 | 13.752 | 13.752 | 13.752 | 13.752 | 13.752 | 68.76 | 253.8 | 253.8 | 253.8 | 253.8 | 253.8 | 1269 | 1366 |  | 0
0 | TETE | LD | CHANGARA | Depósito D. CHANGARA | Freezer | PQS_freezer | Vestfrost | MF 314 |  | Electricity | 2020 | Not functional, for breakage |  |  |  |  | CCE to remove & replace | BER-Damaged | CCEOP1 | 2023-02-28 | Sousa Ribe | PQS E003/023 | VWPF | 0 | 281 | 0 | 13.752 | 253.8 | 3 | 2023 | 2023 | 1 | 0 | 0 | 0 | 0 | 1 |  |  |  | #N/A | 0 | 0 | 0 | 0 | #N/A | #N/A | #N/A | #N/A | #N/A | #N/A | #N/A | #N/A | #N/A | #N/A | #N/A | #N/A | #N/A | 1367 |  | 0
0 | TETE | LD | CHANGARA | Depósito D. CHANGARA | Freezer | PQS_freezer | Vestfrost | MF 314 |  | Electricity | 2020 | Functioning well |  |  |  |  | CCE not to replace |  | CCEOP1 | 2023-02-28 | Sousa Ribe | PQS E003/023 | VWPF | 0 | 281 | 0 | 13.752 | 253.8 | 3 |  | 2035 | 0 | 0 | 0 | 0 | 0 | 0 |  |  |  | 0 | 0 | 0 | 0 | 0 | 0 | 13.752 | 13.752 | 13.752 | 13.752 | 13.752 | 68.76 | 253.8 | 253.8 | 253.8 | 253.8 | 253.8 | 1269 | 1368 |  | 0
0 | TETE | SP | CHANGARA | Chioco | Refrigerator | PQS_refr | Vestfrost | VLS 054A SDD Greenline |  | Solar | 2020 | Functioning well |  |  |  |  | CCE not to replace |  | CCEOP1 | 2023-02-28 | Sousa Ribe | PQS E003/106 | SDR | 55.5 | 0 | 0 | 70.176 | 52 | 3 |  | 2035 | 0 | 0 | 0 | 0 | 0 | 0 |  |  |  | 0 | 0 | 0 | 0 | 0 | 0 | 70.176 | 70.176 | 70.176 | 70.176 | 70.176 | 350.88 | 52 | 52 | 52 | 52 | 52 | 260 | 1369 |  | 0
0 | TETE | SP | CHANGARA | Dzunga | Refrigerator | PQS_refr | Vestfrost | MK 304 |  | Electricity | 2020 | Not functional, for breakage |  |  |  |  | CCE to remove & replace | BER-Damaged |  | 2023-02-28 | Sousa Ribe | PQS E003/007 | ILR | 105 | 0 | 0 | 19.032 | 192 | 3 | 2023 | 2023 | 1 | 0 | 0 | 0 | 0 | 1 |  |  |  | #N/A | 0 | 0 | 0 | 0 | #N/A | #N/A | #N/A | #N/A | #N/A | #N/A | #N/A | #N/A | #N/A | #N/A | #N/A | #N/A | #N/A | 1370 |  | 0
0 | TETE | SP | CHANGARA | Goba | Refrigerator | PQS_refr | B Medical Systems Sarl (Dometic) | TCW 80 AC |  | Electricity | 2020 | Functioning well |  |  |  |  | CCE not to replace |  | CCEOP1 | 2023-02-28 | Sousa Ribe | PQS E003/101 | ILR | 80.5 | 0 | 0 | 71.808 | 69.6 | 3 |  | 2035 | 0 | 0 | 0 | 0 | 0 | 0 |  |  |  | 0 | 0 | 0 | 0 | 0 | 0 | 71.808 | 71.808 | 71.808 | 71.808 | 71.808 | 359.04 | 69.6 | 69.6 | 69.6 | 69.6 | 69.6 | 348 | 1371 |  | 0
0 | TETE | SP | CHANGARA | Mazoe | Refrigerator | PQS_refr | Vestfrost | VLS 056 RF SDD |  | Solar | 2020 | Functioning well |  |  |  |  | CCE not to replace |  | CCEOP1 | 2023-02-28 | Sousa Ribe | PQS E003/092 | SDRF | 36 | 34.3 | 0 | 116.04 | 52 | 3 |  | 2035 | 0 | 0 | 0 | 0 | 0 | 0 |  |  |  | 0 | 0 | 0 | 0 | 0 | 0 | 116.04 | 116.04 | 116.04 | 116.04 | 116.04 | 580.2 | 52 | 52 | 52 | 52 | 52 | 260 | 1372 |  | 0
0 | TETE | SP | CHANGARA | Missaua | Refrigerator | PQS_refr | B Medical Systems Sarl (Dometic) | TCW 80 AC |  | Electricity | 2020 | Functioning well |  |  |  |  | CCE not to replace |  | CCEOP1 | 2023-02-28 | Sousa Ribe | PQS E003/101 | ILR | 80.5 | 0 | 0 | 71.808 | 69.6 | 3 |  | 2035 | 0 | 0 | 0 | 0 | 0 | 0 |  |  |  | 0 | 0 | 0 | 0 | 0 | 0 | 71.808 | 71.808 | 71.808 | 71.808 | 71.808 | 359.04 | 69.6 | 69.6 | 69.6 | 69.6 | 69.6 | 348 | 1373 |  | 0
0 | TETE | SP | CHANGARA | Mphalamabue | Refrigerator | PQS_refr | Vestfrost | VLS 054A SDD Greenline |  | Solar | 2020 | Functioning well |  |  |  |  | CCE not to replace |  | CCEOP1 | 2023-02-28 | Sousa Ribe | PQS E003/106 | SDR | 55.5 | 0 | 0 | 70.176 | 52 | 3 |  | 2035 | 0 | 0 | 0 | 0 | 0 | 0 |  |  |  | 0 | 0 | 0 | 0 | 0 | 0 | 70.176 | 70.176 | 70.176 | 70.176 | 70.176 | 350.88 | 52 | 52 | 52 | 52 | 52 | 260 | 1374 |  | 0
0 | TETE | SP | CHANGARA | Nachinanga | Refrigerator | PQS_refr | Vestfrost | MK 304 |  | Electricity | 2020 | Functioning well |  |  |  |  | CCE not to replace |  |  | 2023-02-28 | Sousa Ribe | PQS E003/007 | ILR | 105 | 0 | 0 | 19.032 | 192 | 3 |  | 2035 | 0 | 0 | 0 | 0 | 0 | 0 |  |  |  | 0 | 0 | 0 | 0 | 0 | 0 | 19.032 | 19.032 | 19.032 | 19.032 | 19.032 | 95.16 | 192 | 192 | 192 | 192 | 192 | 960 | 1375 |  | 0
0 | TETE | SP | CHANGARA | Ntemangau | Refrigerator | PQS_refr | Vestfrost | VLS 054A SDD Greenline |  | Solar | 2020 | Functioning well |  |  |  |  | CCE not to replace |  | CCEOP1 | 2023-02-28 | Sousa Ribe | PQS E003/106 | SDR | 55.5 | 0 | 0 | 70.176 | 52 | 3 |  | 2035 | 0 | 0 | 0 | 0 | 0 | 0 |  |  |  | 0 | 0 | 0 | 0 | 0 | 0 | 70.176 | 70.176 | 70.176 | 70.176 | 70.176 | 350.88 | 52 | 52 | 52 | 52 | 52 | 260 | 1376 |  | 0
0 | TETE | LD | DOA | Depósito D. DOA | Freezer | PQS_freezer | Vestfrost | MF 314 |  | Electricity | 2020 | Functioning well |  |  |  |  | CCE not to replace |  | CCEOP1 | 2023-02-28 | Sousa Ribe | PQS E003/023 | VWPF | 0 | 281 | 0 | 13.752 | 253.8 | 3 |  | 2035 | 0 | 0 | 0 | 0 | 0 | 0 |  |  |  | 0 | 0 | 0 | 0 | 0 | 0 | 13.752 | 13.752 | 13.752 | 13.752 | 13.752 | 68.76 | 253.8 | 253.8 | 253.8 | 253.8 | 253.8 | 1269 | 1377 |  | 0
0 | TETE | LD | DOA | Depósito D. DOA | Freezer | PQS_freezer | Vestfrost | MF 314 |  | Electricity | 2020 | Functioning well |  |  |  |  | CCE not to replace |  | CCEOP1 | 2023-02-28 | Sousa Ribe | PQS E003/023 | VWPF | 0 | 281 | 0 | 13.752 | 253.8 | 3 |  | 2035 | 0 | 0 | 0 | 0 | 0 | 0 |  |  |  | 0 | 0 | 0 | 0 | 0 | 0 | 13.752 | 13.752 | 13.752 | 13.752 | 13.752 | 68.76 | 253.8 | 253.8 | 253.8 | 253.8 | 253.8 | 1269 | 1378 |  | 0
0 | TETE | SP | DOA | Fortuna | Freezer | PQS_freezer | Vestfrost | MF 314 |  | Electricity | 2020 | Functioning well |  |  |  |  | CCE not to replace |  | CCEOP1 | 2023-02-28 | Sousa Ribe | PQS E003/023 | VWPF | 0 | 281 | 0 | 13.752 | 253.8 | 3 |  | 2035 | 0 | 0 | 0 | 0 | 0 | 0 |  |  |  | 0 | 0 | 0 | 0 | 0 | 0 | 13.752 | 13.752 | 13.752 | 13.752 | 13.752 | 68.76 | 253.8 | 253.8 | 253.8 | 253.8 | 253.8 | 1269 | 1379 |  | 0
0 | TETE | SP | DOA | Fortuna | Refrigerator | PQS_refr | Vestfrost | MK 144 |  | Electricity | 2014 | Not functional, for breakage |  |  |  |  | CCE to remove & replace | Frequent breakdown-BER |  | 2023-02-28 | Sousa Ribe | PQS E003/022 | ILR | 48 | 0 | 0 | 14.736 | 138 | 9 | 2023 | 2023 | 1 | 0 | 0 | 0 | 0 | 1 |  |  |  | #N/A | 0 | 0 | 0 | 0 | #N/A | #N/A | #N/A | #N/A | #N/A | #N/A | #N/A | #N/A | #N/A | #N/A | #N/A | #N/A | #N/A | 1380 |  | 0
0 | TETE | SP | DOA | Bawe | Refrigerator | PQS_refr | B Medical Systems Sarl (Dometic) | TCW 80 AC |  | Electricity | 2020 | Functioning well |  |  |  |  | CCE not to replace |  | CCEOP1 | 2023-02-28 | Sousa Ribe | PQS E003/101 | ILR | 80.5 | 0 | 0 | 71.808 | 69.6 | 3 |  | 2035 | 0 | 0 | 0 | 0 | 0 | 0 |  |  |  | 0 | 0 | 0 | 0 | 0 | 0 | 71.808 | 71.808 | 71.808 | 71.808 | 71.808 | 359.04 | 69.6 | 69.6 | 69.6 | 69.6 | 69.6 | 348 | 1381 |  | 0
0 | TETE | SP | DOA | Bawe | Refrigerator | PQS_refr | Vestfrost | VLS 056 RF SDD |  | Solar | 2019 | Functioning well |  |  |  |  | CCE not to replace |  |  | 2023-02-28 | Sousa Ribe | PQS E003/092 | SDRF | 36 | 34.3 | 0 | 116.04 | 52 | 4 |  | 2034 | 0 | 0 | 0 | 0 | 0 | 0 |  |  |  | 0 | 0 | 0 | 0 | 0 | 0 | 116.04 | 116.04 | 116.04 | 116.04 | 116.04 | 580.2 | 52 | 52 | 52 | 52 | 52 | 260 | 1382 |  | 0
0 | TETE | SP | DOA | Chidzolomondo | Refrigerator | PQS_refr | Vestfrost | VLS 056 RF SDD |  | Solar | 2020 | Functioning well |  |  |  |  | CCE not to replace |  | CCEOP1 | 2023-02-28 | Sousa Ribe | PQS E003/092 | SDRF | 36 | 34.3 | 0 | 116.04 | 52 | 3 |  | 2035 | 0 | 0 | 0 | 0 | 0 | 0 |  |  |  | 0 | 0 | 0 | 0 | 0 | 0 | 116.04 | 116.04 | 116.04 | 116.04 | 116.04 | 580.2 | 52 | 52 | 52 | 52 | 52 | 260 | 1383 |  | 0
0 | TETE | SP | DOA | Chidzolomondo | Refrigerator | PQS_refr | Vestfrost | VLS 056 RF SDD |  | Solar | 2019 | Functioning well |  |  |  |  | CCE not to replace |  |  | 2023-02-28 | Sousa Ribe | PQS E003/092 | SDRF | 36 | 34.3 | 0 | 116.04 | 52 | 4 |  | 2034 | 0 | 0 | 0 | 0 | 0 | 0 |  |  |  | 0 | 0 | 0 | 0 | 0 | 0 | 116.04 | 116.04 | 116.04 | 116.04 | 116.04 | 580.2 | 52 | 52 | 52 | 52 | 52 | 260 | 1384 |  | 0
0 | TETE | LD | MUTARARA | Depósito D. MUTARARA | Refrigerator | PQS_refr | Vestfrost | VLS 056 RF SDD |  | Solar | 2019 | Functioning well |  |  |  |  | CCE not to replace |  |  | 2023-02-28 | Sousa Ribe | PQS E003/092 | SDRF | 36 | 34.3 | 0 | 116.04 | 52 | 4 |  | 2034 | 0 | 0 | 0 | 0 | 0 | 0 |  |  |  | 0 | 0 | 0 | 0 | 0 | 0 | 116.04 | 116.04 | 116.04 | 116.04 | 116.04 | 580.2 | 52 | 52 | 52 | 52 | 52 | 260 | 1385 |  | 0
0 | TETE | LD | MUTARARA | Depósito D. MUTARARA | Refrigerator | PQS_refr | Vestfrost | VLS 056 RF SDD |  | Solar | 2019 | Functioning well |  |  |  |  | CCE not to replace |  |  | 2023-02-28 | Sousa Ribe | PQS E003/092 | SDRF | 36 | 34.3 | 0 | 116.04 | 52 | 4 |  | 2034 | 0 | 0 | 0 | 0 | 0 | 0 |  |  |  | 0 | 0 | 0 | 0 | 0 | 0 | 116.04 | 116.04 | 116.04 | 116.04 | 116.04 | 580.2 | 52 | 52 | 52 | 52 | 52 | 260 | 1386 |  | 0
0 | TETE | LD | MUTARARA | Depósito D. MUTARARA | Refrigerator | PQS_refr | B Medical Systems Sarl (Dometic) | TCW 80 AC |  | Electricity | 2020 | Functioning well |  |  |  |  | CCE not to replace |  | CCEOP1 | 2023-02-28 | Sousa Ribe | PQS E003/101 | ILR | 80.5 | 0 | 0 | 71.808 | 69.6 | 3 |  | 2035 | 0 | 0 | 0 | 0 | 0 | 0 |  |  |  | 0 | 0 | 0 | 0 | 0 | 0 | 71.808 | 71.808 | 71.808 | 71.808 | 71.808 | 359.04 | 69.6 | 69.6 | 69.6 | 69.6 | 69.6 | 348 | 1387 |  | 0
0 | TETE | SP | MUTARARA | Inhangoma | Refrigerator | PQS_refr | Vestfrost | VLS 056 RF SDD |  | Solar | 2019 | Functioning well |  |  |  |  | CCE not to replace |  |  | 2023-02-28 | Sousa Ribe | PQS E003/092 | SDRF | 36 | 34.3 | 0 | 116.04 | 52 | 4 |  | 2034 | 0 | 0 | 0 | 0 | 0 | 0 |  |  |  | 0 | 0 | 0 | 0 | 0 | 0 | 116.04 | 116.04 | 116.04 | 116.04 | 116.04 | 580.2 | 52 | 52 | 52 | 52 | 52 | 260 | 1388 |  | 0
0 | TETE | SP | MUTARARA | Jardim | Refrigerator | PQS_refr | B Medical Systems Sarl (Dometic) | TCW 80 AC |  | Electricity | 2020 | Functioning well |  |  |  |  | CCE not to replace |  | CCEOP1 | 2023-02-28 | Sousa Ribe | PQS E003/101 | ILR | 80.5 | 0 | 0 | 71.808 | 69.6 | 3 |  | 2035 | 0 | 0 | 0 | 0 | 0 | 0 |  |  |  | 0 | 0 | 0 | 0 | 0 | 0 | 71.808 | 71.808 | 71.808 | 71.808 | 71.808 | 359.04 | 69.6 | 69.6 | 69.6 | 69.6 | 69.6 | 348 | 1389 |  | 0
0 | TETE | SP | MUTARARA | Nhamayabue | Refrigerator | PQS_refr | Vestfrost | VLS 056 RF SDD |  | Solar | 2019 | Functioning well |  |  |  |  | CCE not to replace |  |  | 2023-02-28 | Sousa Ribe | PQS E003/092 | SDRF | 36 | 34.3 | 0 | 116.04 | 52 | 4 |  | 2034 | 0 | 0 | 0 | 0 | 0 | 0 |  |  |  | 0 | 0 | 0 | 0 | 0 | 0 | 116.04 | 116.04 | 116.04 | 116.04 | 116.04 | 580.2 | 52 | 52 | 52 | 52 | 52 | 260 | 1390 |  | 0
0 | TETE | SP | MUTARARA | Nhapale | Refrigerator | PQS_refr | B Medical Systems Sarl (Dometic) | TCW 80 AC |  | Electricity | 2020 | Functioning well |  |  |  |  | CCE not to replace |  | CCEOP1 | 2023-02-28 | Sousa Ribe | PQS E003/101 | ILR | 80.5 | 0 | 0 | 71.808 | 69.6 | 3 |  | 2035 | 0 | 0 | 0 | 0 | 0 | 0 |  |  |  | 0 | 0 | 0 | 0 | 0 | 0 | 71.808 | 71.808 | 71.808 | 71.808 | 71.808 | 359.04 | 69.6 | 69.6 | 69.6 | 69.6 | 69.6 | 348 | 1391 |  | 0
0 | TETE | SP | MUTARARA | Sinjal | Refrigerator | PQS_refr | Vestfrost | VLS 056 RF SDD |  | Solar | 2019 | Functioning well |  |  |  |  | CCE not to replace |  |  | 2023-02-28 | Sousa Ribe | PQS E003/092 | SDRF | 36 | 34.3 | 0 | 116.04 | 52 | 4 |  | 2034 | 0 | 0 | 0 | 0 | 0 | 0 |  |  |  | 0 | 0 | 0 | 0 | 0 | 0 | 116.04 | 116.04 | 116.04 | 116.04 | 116.04 | 580.2 | 52 | 52 | 52 | 52 | 52 | 260 | 1392 |  | 0
0 | TETE | SP | MUTARARA | Sinjal | Refrigerator | PQS_refr | Vestfrost | VLS 056 RF SDD |  | Solar | 2020 | Functioning well |  |  |  |  | CCE not to replace |  | CCEOP1 | 2023-02-28 | Sousa Ribe | PQS E003/092 | SDRF | 36 | 34.3 | 0 | 116.04 | 52 | 3 |  | 2035 | 0 | 0 | 0 | 0 | 0 | 0 |  |  |  | 0 | 0 | 0 | 0 | 0 | 0 | 116.04 | 116.04 | 116.04 | 116.04 | 116.04 | 580.2 | 52 | 52 | 52 | 52 | 52 | 260 | 1393 |  | 0
0 | TETE | SP | MUTARARA | Traquino | Refrigerator | PQS_refr | Vestfrost | VLS 056 RF SDD |  | Solar | 2020 | Functioning well |  |  |  |  | CCE not to replace |  | CCEOP1 | 2023-02-28 | Sousa Ribe | PQS E003/092 | SDRF | 36 | 34.3 | 0 | 116.04 | 52 | 3 |  | 2035 | 0 | 0 | 0 | 0 | 0 | 0 |  |  |  | 0 | 0 | 0 | 0 | 0 | 0 | 116.04 | 116.04 | 116.04 | 116.04 | 116.04 | 580.2 | 52 | 52 | 52 | 52 | 52 | 260 | 1394 |  | 0
0 | TETE | SP | MUTARARA | Traquino | Refrigerator | PQS_refr | Vestfrost | VLS 056 RF SDD |  | Solar | 2020 | Functioning well |  |  |  |  | CCE not to replace |  | CCEOP1 | 2023-02-28 | Sousa Ribe | PQS E003/092 | SDRF | 36 | 34.3 | 0 | 116.04 | 52 | 3 |  | 2035 | 0 | 0 | 0 | 0 | 0 | 0 |  |  |  | 0 | 0 | 0 | 0 | 0 | 0 | 116.04 | 116.04 | 116.04 | 116.04 | 116.04 | 580.2 | 52 | 52 | 52 | 52 | 52 | 260 | 1395 |  | 0
0 | TETE | LD | CIDADE DE TETE | Depósito D. da CIDADE DE TETE | Refrigerator | PQS_refr | B Medical Systems Sarl (Dometic) | TCW 80 AC |  | Electricity | 2021 | Functioning well |  |  |  |  | CCE not to replace |  | CCEOP1 | 2023-02-28 | Sousa Ribe | PQS E003/101 | ILR | 80.5 | 0 | 0 | 71.808 | 69.6 | 2 |  | 2036 | 0 | 0 | 0 | 0 | 0 | 0 |  |  |  | 0 | 0 | 0 | 0 | 0 | 0 | 71.808 | 71.808 | 71.808 | 71.808 | 71.808 | 359.04 | 69.6 | 69.6 | 69.6 | 69.6 | 69.6 | 348 | 1396 |  | 0
0 | TETE | LD | CIDADE DE TETE | Depósito D. da CIDADE DE TETE | Refrigerator | PQS_refr | B Medical Systems Sarl (Dometic) | TCW 80 AC |  | Electricity | 2021 | Functioning well |  |  |  |  | CCE not to replace |  | CCEOP1 | 2023-02-28 | Sousa Ribe | PQS E003/101 | ILR | 80.5 | 0 | 0 | 71.808 | 69.6 | 2 |  | 2036 | 0 | 0 | 0 | 0 | 0 | 0 |  |  |  | 0 | 0 | 0 | 0 | 0 | 0 | 71.808 | 71.808 | 71.808 | 71.808 | 71.808 | 359.04 | 69.6 | 69.6 | 69.6 | 69.6 | 69.6 | 348 | 1397 |  | 0
0 | TETE | LD | CIDADE DE TETE | Depósito D. da CIDADE DE TETE | Refrigerator | PQS_refr | B Medical Systems Sarl (Dometic) | TCW 80 AC |  | Electricity | 2021 | Functioning well |  |  |  |  | CCE not to replace |  | CCEOP1 | 2023-02-28 | Sousa Ribe | PQS E003/101 | ILR | 80.5 | 0 | 0 | 71.808 | 69.6 | 2 |  | 2036 | 0 | 0 | 0 | 0 | 0 | 0 |  |  |  | 0 | 0 | 0 | 0 | 0 | 0 | 71.808 | 71.808 | 71.808 | 71.808 | 71.808 | 359.04 | 69.6 | 69.6 | 69.6 | 69.6 | 69.6 | 348 | 1398 |  | 0
0 | TETE | LD | CIDADE DE TETE | Depósito D. da CIDADE DE TETE | Refrigerator | PQS_refr | B Medical Systems Sarl (Dometic) | TCW 80 AC |  | Electricity | 2021 | Functioning well |  |  |  |  | CCE not to replace |  | CCEOP1 | 2023-02-28 | Sousa Ribe | PQS E003/101 | ILR | 80.5 | 0 | 0 | 71.808 | 69.6 | 2 |  | 2036 | 0 | 0 | 0 | 0 | 0 | 0 |  |  |  | 0 | 0 | 0 | 0 | 0 | 0 | 71.808 | 71.808 | 71.808 | 71.808 | 71.808 | 359.04 | 69.6 | 69.6 | 69.6 | 69.6 | 69.6 | 348 | 1399 |  | 0
0 | TETE | SP | CIDADE DE TETE | C.S. Nr. 1 | Refrigerator | PQS_refr | B Medical Systems Sarl (Dometic) | TCW 80 AC |  | Electricity | 2021 | Functioning well |  |  |  |  | CCE not to replace |  | CCEOP1 | 2023-02-28 | Sousa Ribe | PQS E003/101 | ILR | 80.5 | 0 | 0 | 71.808 | 69.6 | 2 |  | 2036 | 0 | 0 | 0 | 0 | 0 | 0 |  |  |  | 0 | 0 | 0 | 0 | 0 | 0 | 71.808 | 71.808 | 71.808 | 71.808 | 71.808 | 359.04 | 69.6 | 69.6 | 69.6 | 69.6 | 69.6 | 348 | 1400 |  | 0
0 | TETE | SP | CIDADE DE TETE | C.S. Nr. 2 | Refrigerator | PQS_refr | B Medical Systems Sarl (Dometic) | TCW 80 AC |  | Electricity | 2021 | Functioning well |  |  |  |  | CCE not to replace |  | CCEOP1 | 2023-02-28 | Sousa Ribe | PQS E003/101 | ILR | 80.5 | 0 | 0 | 71.808 | 69.6 | 2 |  | 2036 | 0 | 0 | 0 | 0 | 0 | 0 |  |  |  | 0 | 0 | 0 | 0 | 0 | 0 | 71.808 | 71.808 | 71.808 | 71.808 | 71.808 | 359.04 | 69.6 | 69.6 | 69.6 | 69.6 | 69.6 | 348 | 1401 |  | 0
0 | TETE | SP | CIDADE DE TETE | C.S. Nr. 2 | Refrigerator | PQS_refr | B Medical Systems Sarl (Dometic) | TCW 80 AC |  | Electricity | 2021 | Functioning well |  |  |  |  | CCE not to replace |  | CCEOP1 | 2023-02-28 | Sousa Ribe | PQS E003/101 | ILR | 80.5 | 0 | 0 | 71.808 | 69.6 | 2 |  | 2036 | 0 | 0 | 0 | 0 | 0 | 0 |  |  |  | 0 | 0 | 0 | 0 | 0 | 0 | 71.808 | 71.808 | 71.808 | 71.808 | 71.808 | 359.04 | 69.6 | 69.6 | 69.6 | 69.6 | 69.6 | 348 | 1402 |  | 0
0 | TETE | SP | CIDADE DE TETE | C.S. Nr. 3 | Refrigerator | PQS_refr | B Medical Systems Sarl (Dometic) | TCW 80 AC |  | Electricity | 2021 | Functioning well |  |  |  |  | CCE not to replace |  | CCEOP1 | 2023-02-28 | Sousa Ribe | PQS E003/101 | ILR | 80.5 | 0 | 0 | 71.808 | 69.6 | 2 |  | 2036 | 0 | 0 | 0 | 0 | 0 | 0 |  |  |  | 0 | 0 | 0 | 0 | 0 | 0 | 71.808 | 71.808 | 71.808 | 71.808 | 71.808 | 359.04 | 69.6 | 69.6 | 69.6 | 69.6 | 69.6 | 348 | 1403 |  | 0
0 | TETE | SP | CIDADE DE TETE | C.S. Nr. 3 | Refrigerator | PQS_refr | B Medical Systems Sarl (Dometic) | TCW 80 AC |  | Electricity | 2021 | Functioning well |  |  |  |  | CCE not to replace |  | CCEOP1 | 2023-02-28 | Sousa Ribe | PQS E003/101 | ILR | 80.5 | 0 | 0 | 71.808 | 69.6 | 2 |  | 2036 | 0 | 0 | 0 | 0 | 0 | 0 |  |  |  | 0 | 0 | 0 | 0 | 0 | 0 | 71.808 | 71.808 | 71.808 | 71.808 | 71.808 | 359.04 | 69.6 | 69.6 | 69.6 | 69.6 | 69.6 | 348 | 1404 |  | 0
0 | TETE | SP | CIDADE DE TETE | C.S. Nr. 4 | Refrigerator | PQS_refr | B Medical Systems Sarl (Dometic) | TCW 80 AC |  | Electricity | 2021 | Functioning well |  |  |  |  | CCE not to replace |  | CCEOP1 | 2023-02-28 | Sousa Ribe | PQS E003/101 | ILR | 80.5 | 0 | 0 | 71.808 | 69.6 | 2 |  | 2036 | 0 | 0 | 0 | 0 | 0 | 0 |  |  |  | 0 | 0 | 0 | 0 | 0 | 0 | 71.808 | 71.808 | 71.808 | 71.808 | 71.808 | 359.04 | 69.6 | 69.6 | 69.6 | 69.6 | 69.6 | 348 | 1405 |  | 0
0 | TETE | SP | CIDADE DE TETE | C.S. Nr. 4 | Refrigerator | PQS_refr | B Medical Systems Sarl (Dometic) | TCW 80 AC |  | Electricity | 2021 | Functioning well |  |  |  |  | CCE not to replace |  | CCEOP1 | 2023-02-28 | Sousa Ribe | PQS E003/101 | ILR | 80.5 | 0 | 0 | 71.808 | 69.6 | 2 |  | 2036 | 0 | 0 | 0 | 0 | 0 | 0 |  |  |  | 0 | 0 | 0 | 0 | 0 | 0 | 71.808 | 71.808 | 71.808 | 71.808 | 71.808 | 359.04 | 69.6 | 69.6 | 69.6 | 69.6 | 69.6 | 348 | 1406 |  | 0
0 | TETE | SP | CIDADE DE TETE | Chingodzi | Refrigerator | PQS_refr | B Medical Systems Sarl (Dometic) | TCW 80 AC |  | Electricity | 2021 | Functioning well |  |  |  |  | CCE not to replace |  | CCEOP1 | 2023-02-28 | Sousa Ribe | PQS E003/101 | ILR | 80.5 | 0 | 0 | 71.808 | 69.6 | 2 |  | 2036 | 0 | 0 | 0 | 0 | 0 | 0 |  |  |  | 0 | 0 | 0 | 0 | 0 | 0 | 71.808 | 71.808 | 71.808 | 71.808 | 71.808 | 359.04 | 69.6 | 69.6 | 69.6 | 69.6 | 69.6 | 348 | 1407 |  | 0
0 | TETE | SP | CIDADE DE TETE | Ancuase | Refrigerator | PQS_refr | B Medical Systems Sarl (Dometic) | TCW 80 AC |  | Electricity | 2021 | Not functional, for breakage |  |  |  |  | CCE to remove & replace | Damaged by cyclone | CCEOP1 | 2023-02-28 | Sousa Ribe | PQS E003/101 | ILR | 80.5 | 0 | 0 | 71.808 | 69.6 | 2 | 2023 | 2023 | 1 | 0 | 0 | 0 | 0 | 1 |  |  |  | #N/A | 0 | 0 | 0 | 0 | #N/A | #N/A | #N/A | #N/A | #N/A | #N/A | #N/A | #N/A | #N/A | #N/A | #N/A | #N/A | #N/A | 1408 |  | 0
0 | TETE | SP | CIDADE DE TETE | Chueza | Refrigerator | PQS_refr | B Medical Systems Sarl (Dometic) | TCW 80 AC |  | Electricity | 2021 | Functioning well |  |  |  |  | CCE not to replace |  | CCEOP1 | 2023-02-28 | Sousa Ribe | PQS E003/101 | ILR | 80.5 | 0 | 0 | 71.808 | 69.6 | 2 |  | 2036 | 0 | 0 | 0 | 0 | 0 | 0 |  |  |  | 0 | 0 | 0 | 0 | 0 | 0 | 71.808 | 71.808 | 71.808 | 71.808 | 71.808 | 359.04 | 69.6 | 69.6 | 69.6 | 69.6 | 69.6 | 348 | 1409 |  | 0
0 | MANICA | SN1 | CIDADE DE CHIMOIO | Armazém Provincial de Vacinas de Manica | WICR | WICFR | Porkka | WICR-20m3 |  | Electricity | 2021 | Functioning well |  |  |  |  | CCE not to replace |  |  | 2023-02-28 | Sousa Ribe | WICFR | WICR-20 | 5520 | 0 | 0 | 479 | 2486.4 | 2 |  | 2036 | 0 | 0 | 0 | 0 | 0 | 0 |  |  |  | 0 | 0 | 0 | 0 | 0 | 0 | 479 | 479 | 479 | 479 | 479 | 2395 | 2486.4 | 2486.4 | 2486.4 | 2486.4 | 2486.4 | 12432 |  |  | 0
0 | MANICA | SN1 | CIDADE DE CHIMOIO | Armazém Provincial de Vacinas de Manica | WICR | WICFR | Porkka | WICR-20m3 |  | Electricity | 2021 | Functioning well |  |  |  |  | CCE not to replace |  |  | 2023-02-28 | Sousa Ribe | WICFR | WICR-20 | 5520 | 0 | 0 | 479 | 2486.4 | 2 |  | 2036 | 0 | 0 | 0 | 0 | 0 | 0 |  |  |  | 0 | 0 | 0 | 0 | 0 | 0 | 479 | 479 | 479 | 479 | 479 | 2395 | 2486.4 | 2486.4 | 2486.4 | 2486.4 | 2486.4 | 12432 |  |  | 0
0 | MANICA | SN1 | CIDADE DE CHIMOIO | Armazém Provincial de Vacinas de Manica | WICR | WICFR | Haier | WICR-20m3 |  | Electricity | 2021 | Functioning well |  |  |  |  | CCE not to replace |  |  | 2023-02-28 | Sousa Ribe | WICFR | WICR-20 | 5520 | 0 | 0 | 479 | 2486.4 | 2 |  | 2036 | 0 | 0 | 0 | 0 | 0 | 0 |  |  |  | 0 | 0 | 0 | 0 | 0 | 0 | 479 | 479 | 479 | 479 | 479 | 2395 | 2486.4 | 2486.4 | 2486.4 | 2486.4 | 2486.4 | 12432 |  |  | 0
0 | MANICA | SN1 | CIDADE DE CHIMOIO | Armazém Provincial de Vacinas de Manica | Freezer | PQS_freezer | Vestfrost | MF 314 |  | Electricity | 2021 | Functioning well |  |  |  |  | CCE not to replace |  | CCEOP1 | 2023-02-28 | Sousa Ribe | PQS E003/023 | VWPF | 0 | 281 | 0 | 13.752 | 253.8 | 2 |  | 2036 | 0 | 0 | 0 | 0 | 0 | 0 |  |  |  | 0 | 0 | 0 | 0 | 0 | 0 | 13.752 | 13.752 | 13.752 | 13.752 | 13.752 | 68.76 | 253.8 | 253.8 | 253.8 | 253.8 | 253.8 | 1269 |  |  | 0
0 | MANICA | SN1 | CIDADE DE CHIMOIO | Armazém Provincial de Vacinas de Manica | Refrigerator | PQS_refr | B Medical Systems Sarl (Dometic) | TCW 80 AC |  | Electricity | 2021 | Functioning well |  |  |  |  | CCE not to replace |  | CCEOP1 | 2023-02-28 | Sousa Ribe | PQS E003/101 | ILR | 80.5 | 0 | 0 | 71.808 | 69.6 | 2 |  | 2036 | 0 | 0 | 0 | 0 | 0 | 0 |  |  |  | 0 | 0 | 0 | 0 | 0 | 0 | 71.808 | 71.808 | 71.808 | 71.808 | 71.808 | 359.04 | 69.6 | 69.6 | 69.6 | 69.6 | 69.6 | 348 |  |  | 0
0 | MANICA | SN1 | CIDADE DE CHIMOIO | Armazém Provincial de Vacinas de Manica | Refrigerator | PQS_refr | B Medical Systems Sarl (Dometic) | TCW 80 AC |  | Electricity | 2021 | Functioning well |  |  |  |  | CCE not to replace |  | CCEOP1 | 2023-02-28 | Sousa Ribe | PQS E003/101 | ILR | 80.5 | 0 | 0 | 71.808 | 69.6 | 2 |  | 2036 | 0 | 0 | 0 | 0 | 0 | 0 |  |  |  | 0 | 0 | 0 | 0 | 0 | 0 | 71.808 | 71.808 | 71.808 | 71.808 | 71.808 | 359.04 | 69.6 | 69.6 | 69.6 | 69.6 | 69.6 | 348 |  |  | 0
0 | MANICA | SN1 | CIDADE DE CHIMOIO | Armazém Provincial de Vacinas de Manica | Refrigerator | PQS_refr | B Medical Systems Sarl (Dometic) | TCW 80 AC |  | Electricity | 2021 | Functioning well |  |  |  |  | CCE not to replace |  | CCEOP1 | 2023-02-28 | Sousa Ribe | PQS E003/101 | ILR | 80.5 | 0 | 0 | 71.808 | 69.6 | 2 |  | 2036 | 0 | 0 | 0 | 0 | 0 | 0 |  |  |  | 0 | 0 | 0 | 0 | 0 | 0 | 71.808 | 71.808 | 71.808 | 71.808 | 71.808 | 359.04 | 69.6 | 69.6 | 69.6 | 69.6 | 69.6 | 348 |  |  | 0
0 | MANICA | SN1 | CIDADE DE CHIMOIO | Armazém Provincial de Vacinas de Manica | Refrigerator | PQS_refr | B Medical Systems Sarl (Dometic) | TCW 80 AC |  | Electricity | 2021 | Functioning well |  |  |  |  | CCE not to replace |  | CCEOP1 | 2023-02-28 | Sousa Ribe | PQS E003/101 | ILR | 80.5 | 0 | 0 | 71.808 | 69.6 | 2 |  | 2036 | 0 | 0 | 0 | 0 | 0 | 0 |  |  |  | 0 | 0 | 0 | 0 | 0 | 0 | 71.808 | 71.808 | 71.808 | 71.808 | 71.808 | 359.04 | 69.6 | 69.6 | 69.6 | 69.6 | 69.6 | 348 |  |  | 0
0 | MANICA | LD | CIDADE DE CHIMOIO | Depósito D. CIDADE DE CHIMOIO | Freezer | PQS_freezer | Vestfrost | MF 314 |  | Electricity | 2020 | Functioning well |  |  |  |  | CCE not to replace |  | CCEOP1 | 2023-02-28 | Sousa Ribe | PQS E003/023 | VWPF | 0 | 281 | 0 | 13.752 | 253.8 | 3 |  | 2035 | 0 | 0 | 0 | 0 | 0 | 0 |  |  |  | 0 | 0 | 0 | 0 | 0 | 0 | 13.752 | 13.752 | 13.752 | 13.752 | 13.752 | 68.76 | 253.8 | 253.8 | 253.8 | 253.8 | 253.8 | 1269 | 1418 |  | 0
0 | MANICA | LD | CIDADE DE CHIMOIO | Depósito D. CIDADE DE CHIMOIO | Freezer | PQS_freezer | Vestfrost | MF 314 |  | Electricity | 2020 | Functioning well |  |  |  |  | CCE not to replace |  | CCEOP1 | 2023-02-28 | Sousa Ribe | PQS E003/023 | VWPF | 0 | 281 | 0 | 13.752 | 253.8 | 3 |  | 2035 | 0 | 0 | 0 | 0 | 0 | 0 |  |  |  | 0 | 0 | 0 | 0 | 0 | 0 | 13.752 | 13.752 | 13.752 | 13.752 | 13.752 | 68.76 | 253.8 | 253.8 | 253.8 | 253.8 | 253.8 | 1269 | 1419 |  | 0
0 | MANICA | LD | CIDADE DE CHIMOIO | Depósito D. CIDADE DE CHIMOIO | Freezer | PQS_freezer | Vestfrost | MF 314 |  | Electricity | 2020 | Functioning well |  |  |  |  | CCE not to replace |  | CCEOP1 | 2023-02-28 | Sousa Ribe | PQS E003/023 | VWPF | 0 | 281 | 0 | 13.752 | 253.8 | 3 |  | 2035 | 0 | 0 | 0 | 0 | 0 | 0 |  |  |  | 0 | 0 | 0 | 0 | 0 | 0 | 13.752 | 13.752 | 13.752 | 13.752 | 13.752 | 68.76 | 253.8 | 253.8 | 253.8 | 253.8 | 253.8 | 1269 | 1420 |  | 0
0 | MANICA | SP | CIDADE DE CHIMOIO | CS Chissui | Refrigerator | PQS_refr | Vestfrost | MK 144 |  | Electricity | 2020 | Functioning well |  |  |  |  | CCE not to replace |  |  | 2023-02-28 | Sousa Ribe | PQS E003/022 | ILR | 48 | 0 | 0 | 14.736 | 138 | 3 |  | 2035 | 0 | 0 | 0 | 0 | 0 | 0 |  |  |  | 0 | 0 | 0 | 0 | 0 | 0 | 14.736 | 14.736 | 14.736 | 14.736 | 14.736 | 73.68 | 138 | 138 | 138 | 138 | 138 | 690 | 1421 |  | 0
0 | MANICA | SP | CIDADE DE CHIMOIO | CS de Vila Nova | Refrigerator | PQS_refr | Vestfrost | MK 144 |  | Electricity | 2020 | Functioning well |  |  |  |  | CCE not to replace |  |  | 2023-02-28 | Sousa Ribe | PQS E003/022 | ILR | 48 | 0 | 0 | 14.736 | 138 | 3 |  | 2035 | 0 | 0 | 0 | 0 | 0 | 0 |  |  |  | 0 | 0 | 0 | 0 | 0 | 0 | 14.736 | 14.736 | 14.736 | 14.736 | 14.736 | 73.68 | 138 | 138 | 138 | 138 | 138 | 690 | 1422 |  | 0
0 | MANICA | SP | CIDADE DE CHIMOIO | CS Ed.Mondlane | Refrigerator | PQS_refr | Vestfrost | VLS 026 RF Green Line |  | Solar | 2020 | Functioning well |  |  |  |  | CCE not to replace |  | CCEOP1 | 2023-02-28 | Sousa Ribe | PQS E003/091 | SDRF | 20 | 34.3 | 0 | 109.2 | 52 | 3 |  | 2035 | 0 | 0 | 0 | 0 | 0 | 0 |  |  |  | 0 | 0 | 0 | 0 | 0 | 0 | 109.2 | 109.2 | 109.2 | 109.2 | 109.2 | 546 | 52 | 52 | 52 | 52 | 52 | 260 | 1423 |  | 0
0 | MANICA | SP | CIDADE DE CHIMOIO | CS Nhamaonha | Refrigerator | PQS_refr | Vestfrost | VLS 404A AC |  | Electricity | 2019 | Functioning well |  |  |  |  | CCE not to replace |  |  | 2023-02-28 | Sousa Ribe | PQS E003/112 | ILR | 145 | 0 | 0 | 25.08 | 41.4 | 4 |  | 2034 | 0 | 0 | 0 | 0 | 0 | 0 |  |  |  | 0 | 0 | 0 | 0 | 0 | 0 | 25.08 | 25.08 | 25.08 | 25.08 | 25.08 | 125.4 | 41.4 | 41.4 | 41.4 | 41.4 | 41.4 | 207 | 1424 |  | 0
0 | MANICA | SP | CIDADE DE CHIMOIO | Hosp.Prov.Chimoio | Refrigerator | PQS_refr | Vestfrost | VLS 404A AC |  | Electricity | 2019 | Functioning well |  |  |  |  | CCE not to replace |  |  | 2023-02-28 | Sousa Ribe | PQS E003/112 | ILR | 145 | 0 | 0 | 25.08 | 41.4 | 4 |  | 2034 | 0 | 0 | 0 | 0 | 0 | 0 |  |  |  | 0 | 0 | 0 | 0 | 0 | 0 | 25.08 | 25.08 | 25.08 | 25.08 | 25.08 | 125.4 | 41.4 | 41.4 | 41.4 | 41.4 | 41.4 | 207 | 1425 |  | 0
0 | MANICA | LD | MANICA | Depósito D. MANICA | Refrigerator | PQS_refr | Vestfrost | VLS 026 RF Green Line |  | Solar | 2020 | Functioning well |  |  |  |  | CCE not to replace |  | CCEOP1 | 2023-02-28 | Sousa Ribe | PQS E003/091 | SDRF | 20 | 34.3 | 0 | 109.2 | 52 | 3 |  | 2035 | 0 | 0 | 0 | 0 | 0 | 0 |  |  |  | 0 | 0 | 0 | 0 | 0 | 0 | 109.2 | 109.2 | 109.2 | 109.2 | 109.2 | 546 | 52 | 52 | 52 | 52 | 52 | 260 | 1426 |  | 0
0 | MANICA | LD | MANICA | Depósito D. MANICA | Refrigerator | PQS_refr | Vestfrost | VLS 056 RF SDD |  | Solar | 2020 | Functioning well |  |  |  |  | CCE not to replace |  | CCEOP1 | 2023-02-28 | Sousa Ribe | PQS E003/092 | SDRF | 36 | 34.3 | 0 | 116.04 | 52 | 3 |  | 2035 | 0 | 0 | 0 | 0 | 0 | 0 |  |  |  | 0 | 0 | 0 | 0 | 0 | 0 | 116.04 | 116.04 | 116.04 | 116.04 | 116.04 | 580.2 | 52 | 52 | 52 | 52 | 52 | 260 | 1427 |  | 0
0 | MANICA | LD | MANICA | Depósito D. MANICA | Refrigerator | PQS_refr | Vestfrost | VLS 404A AC |  | Electricity | 2020 | Functioning well |  |  |  |  | CCE not to replace |  | CCEOP1 | 2023-02-28 | Sousa Ribe | PQS E003/112 | ILR | 145 | 0 | 0 | 25.08 | 41.4 | 3 |  | 2035 | 0 | 0 | 0 | 0 | 0 | 0 |  |  |  | 0 | 0 | 0 | 0 | 0 | 0 | 25.08 | 25.08 | 25.08 | 25.08 | 25.08 | 125.4 | 41.4 | 41.4 | 41.4 | 41.4 | 41.4 | 207 | 1428 |  | 0
0 | MANICA | SP | MANICA | CS Chicamba | Refrigerator | PQS_refr | B Medical Systems Sarl (Dometic) | TCW 80 AC |  | Electricity | 2020 | Functioning well |  |  |  |  | CCE not to replace |  | CCEOP1 | 2023-02-28 | Sousa Ribe | PQS E003/101 | ILR | 80.5 | 0 | 0 | 71.808 | 69.6 | 3 |  | 2035 | 0 | 0 | 0 | 0 | 0 | 0 |  |  |  | 0 | 0 | 0 | 0 | 0 | 0 | 71.808 | 71.808 | 71.808 | 71.808 | 71.808 | 359.04 | 69.6 | 69.6 | 69.6 | 69.6 | 69.6 | 348 | 1429 |  | 0
0 | MANICA | SP | MANICA | CS Chinhambudzi | Refrigerator | PQS_refr | Vestfrost | VLS 404A AC |  | Electricity | 2020 | Functioning well |  |  |  |  | CCE not to replace |  | CCEOP1 | 2023-02-28 | Sousa Ribe | PQS E003/112 | ILR | 145 | 0 | 0 | 25.08 | 41.4 | 3 |  | 2035 | 0 | 0 | 0 | 0 | 0 | 0 |  |  |  | 0 | 0 | 0 | 0 | 0 | 0 | 25.08 | 25.08 | 25.08 | 25.08 | 25.08 | 125.4 | 41.4 | 41.4 | 41.4 | 41.4 | 41.4 | 207 | 1430 |  | 0
0 | MANICA | SP | MANICA | CS Chitunga | Refrigerator | PQS_refr | Vestfrost | VLS 026 RF Green Line |  | Solar | 2020 | Functioning well |  |  |  |  | CCE not to replace |  | CCEOP1 | 2023-02-28 | Sousa Ribe | PQS E003/091 | SDRF | 20 | 34.3 | 0 | 109.2 | 52 | 3 |  | 2035 | 0 | 0 | 0 | 0 | 0 | 0 |  |  |  | 0 | 0 | 0 | 0 | 0 | 0 | 109.2 | 109.2 | 109.2 | 109.2 | 109.2 | 546 | 52 | 52 | 52 | 52 | 52 | 260 | 1431 |  | 0
0 | MANICA | SP | MANICA | CS de Chinhagore | Refrigerator | PQS_refr | Vestfrost | VLS 404A AC |  | Electricity | 2020 | Functioning well |  |  |  |  | CCE not to replace |  | CCEOP1 | 2023-02-28 | Sousa Ribe | PQS E003/112 | ILR | 145 | 0 | 0 | 25.08 | 41.4 | 3 |  | 2035 | 0 | 0 | 0 | 0 | 0 | 0 |  |  |  | 0 | 0 | 0 | 0 | 0 | 0 | 25.08 | 25.08 | 25.08 | 25.08 | 25.08 | 125.4 | 41.4 | 41.4 | 41.4 | 41.4 | 41.4 | 207 | 1432 |  | 0
0 | MANICA | SP | MANICA | CS de Manica | Refrigerator | PQS_refr | Vestfrost | VLS 056 RF SDD |  | Solar | 2020 | Functioning well |  |  |  |  | CCE not to replace |  | CCEOP1 | 2023-02-28 | Sousa Ribe | PQS E003/092 | SDRF | 36 | 34.3 | 0 | 116.04 | 52 | 3 |  | 2035 | 0 | 0 | 0 | 0 | 0 | 0 |  |  |  | 0 | 0 | 0 | 0 | 0 | 0 | 116.04 | 116.04 | 116.04 | 116.04 | 116.04 | 580.2 | 52 | 52 | 52 | 52 | 52 | 260 | 1433 |  | 0
0 | MANICA | SP | MANICA | CS Guindingui | Refrigerator | PQS_refr | Vestfrost | VLS 026 RF Green Line |  | Solar | 2020 | Functioning well |  |  |  |  | CCE not to replace |  | CCEOP1 | 2023-02-28 | Sousa Ribe | PQS E003/091 | SDRF | 20 | 34.3 | 0 | 109.2 | 52 | 3 |  | 2035 | 0 | 0 | 0 | 0 | 0 | 0 |  |  |  | 0 | 0 | 0 | 0 | 0 | 0 | 109.2 | 109.2 | 109.2 | 109.2 | 109.2 | 546 | 52 | 52 | 52 | 52 | 52 | 260 | 1434 |  | 0
0 | MANICA | SP | MANICA | CS Jecua | Refrigerator | PQS_refr | Vestfrost | VLS 404A AC |  | Electricity | 2020 | Functioning well |  |  |  |  | CCE not to replace |  | CCEOP1 | 2023-02-28 | Sousa Ribe | PQS E003/112 | ILR | 145 | 0 | 0 | 25.08 | 41.4 | 3 |  | 2035 | 0 | 0 | 0 | 0 | 0 | 0 |  |  |  | 0 | 0 | 0 | 0 | 0 | 0 | 25.08 | 25.08 | 25.08 | 25.08 | 25.08 | 125.4 | 41.4 | 41.4 | 41.4 | 41.4 | 41.4 | 207 | 1435 |  | 0
0 | MANICA | SP | MANICA | CS Machipanda | Refrigerator | PQS_refr | Vestfrost | VLS 026 RF Green Line |  | Solar | 2020 | Functioning well |  |  |  |  | CCE not to replace |  | CCEOP1 | 2023-02-28 | Sousa Ribe | PQS E003/091 | SDRF | 20 | 34.3 | 0 | 109.2 | 52 | 3 |  | 2035 | 0 | 0 | 0 | 0 | 0 | 0 |  |  |  | 0 | 0 | 0 | 0 | 0 | 0 | 109.2 | 109.2 | 109.2 | 109.2 | 109.2 | 546 | 52 | 52 | 52 | 52 | 52 | 260 | 1436 |  | 0
0 | MANICA | SP | MANICA | CS Mavonde | Refrigerator | PQS_refr | B Medical Systems Sarl (Dometic) | TCW 80 AC |  | Electricity | 2020 | Functioning well |  |  |  |  | CCE not to replace |  | CCEOP1 | 2023-02-28 | Sousa Ribe | PQS E003/101 | ILR | 80.5 | 0 | 0 | 71.808 | 69.6 | 3 |  | 2035 | 0 | 0 | 0 | 0 | 0 | 0 |  |  |  | 0 | 0 | 0 | 0 | 0 | 0 | 71.808 | 71.808 | 71.808 | 71.808 | 71.808 | 359.04 | 69.6 | 69.6 | 69.6 | 69.6 | 69.6 | 348 | 1437 |  | 0
0 | MANICA | SP | MANICA | CS Messica | Refrigerator | PQS_refr | Vestfrost | VLS 026 RF Green Line |  | Solar | 2020 | Functioning well |  |  |  |  | CCE not to replace |  | CCEOP1 | 2023-02-28 | Sousa Ribe | PQS E003/091 | SDRF | 20 | 34.3 | 0 | 109.2 | 52 | 3 |  | 2035 | 0 | 0 | 0 | 0 | 0 | 0 |  |  |  | 0 | 0 | 0 | 0 | 0 | 0 | 109.2 | 109.2 | 109.2 | 109.2 | 109.2 | 546 | 52 | 52 | 52 | 52 | 52 | 260 | 1438 |  | 0
0 | MANICA | SP | MANICA | CS Mundonguara | Refrigerator | PQS_refr | Vestfrost | VLS 404A AC |  | Electricity | 2020 | Functioning well |  |  |  |  | CCE not to replace |  | CCEOP1 | 2023-02-28 | Sousa Ribe | PQS E003/112 | ILR | 145 | 0 | 0 | 25.08 | 41.4 | 3 |  | 2035 | 0 | 0 | 0 | 0 | 0 | 0 |  |  |  | 0 | 0 | 0 | 0 | 0 | 0 | 25.08 | 25.08 | 25.08 | 25.08 | 25.08 | 125.4 | 41.4 | 41.4 | 41.4 | 41.4 | 41.4 | 207 | 1439 |  | 0
0 | MANICA | SP | MANICA | CS Munene | Refrigerator | PQS_refr | Vestfrost | VLS 026 RF Green Line |  | Solar | 2020 | Functioning well |  |  |  |  | CCE not to replace |  | CCEOP1 | 2023-02-28 | Sousa Ribe | PQS E003/091 | SDRF | 20 | 34.3 | 0 | 109.2 | 52 | 3 |  | 2035 | 0 | 0 | 0 | 0 | 0 | 0 |  |  |  | 0 | 0 | 0 | 0 | 0 | 0 | 109.2 | 109.2 | 109.2 | 109.2 | 109.2 | 546 | 52 | 52 | 52 | 52 | 52 | 260 | 1440 |  | 0
0 | MANICA | SP | MANICA | CS Nhamachato | Refrigerator | PQS_refr | Vestfrost | VLS 026 RF Green Line |  | Solar | 2020 | Functioning well |  |  |  |  | CCE not to replace |  | CCEOP1 | 2023-02-28 | Sousa Ribe | PQS E003/091 | SDRF | 20 | 34.3 | 0 | 109.2 | 52 | 3 |  | 2035 | 0 | 0 | 0 | 0 | 0 | 0 |  |  |  | 0 | 0 | 0 | 0 | 0 | 0 | 109.2 | 109.2 | 109.2 | 109.2 | 109.2 | 546 | 52 | 52 | 52 | 52 | 52 | 260 | 1441 |  | 0
0 | MANICA | SP | MANICA | CS Penhalonga | Refrigerator | PQS_refr | Vestfrost | VLS 404A AC |  | Electricity | 2020 | Functioning well |  |  |  |  | CCE not to replace |  | CCEOP1 | 2023-02-28 | Sousa Ribe | PQS E003/112 | ILR | 145 | 0 | 0 | 25.08 | 41.4 | 3 |  | 2035 | 0 | 0 | 0 | 0 | 0 | 0 |  |  |  | 0 | 0 | 0 | 0 | 0 | 0 | 25.08 | 25.08 | 25.08 | 25.08 | 25.08 | 125.4 | 41.4 | 41.4 | 41.4 | 41.4 | 41.4 | 207 | 1442 |  | 0
0 | MANICA | SP | MANICA | CS Zonue Tabaco | Refrigerator | PQS_refr | Vestfrost | VLS 026 RF Green Line |  | Solar | 2020 | Functioning well |  |  |  |  | CCE not to replace |  | CCEOP1 | 2023-02-28 | Sousa Ribe | PQS E003/091 | SDRF | 20 | 34.3 | 0 | 109.2 | 52 | 3 |  | 2035 | 0 | 0 | 0 | 0 | 0 | 0 |  |  |  | 0 | 0 | 0 | 0 | 0 | 0 | 109.2 | 109.2 | 109.2 | 109.2 | 109.2 | 546 | 52 | 52 | 52 | 52 | 52 | 260 | 1443 |  | 0
0 | MANICA | LD | MACATE | Depósito D. MACATE | Refrigerator | PQS_refr | Vestfrost | VLS 404A AC |  | Electricity | 2020 | Functioning well |  |  |  |  | CCE not to replace |  | CCEOP1 | 2023-02-28 | Sousa Ribe | PQS E003/112 | ILR | 145 | 0 | 0 | 25.08 | 41.4 | 3 |  | 2035 | 0 | 0 | 0 | 0 | 0 | 0 |  |  |  | 0 | 0 | 0 | 0 | 0 | 0 | 25.08 | 25.08 | 25.08 | 25.08 | 25.08 | 125.4 | 41.4 | 41.4 | 41.4 | 41.4 | 41.4 | 207 | 1444 |  | 0
0 | MANICA | LD | MACATE | Depósito D. MACATE | Refrigerator | PQS_refr | Vestfrost | VLS 404A AC |  | Electricity | 2020 | Functioning well |  |  |  |  | CCE not to replace |  | CCEOP1 | 2023-02-28 | Sousa Ribe | PQS E003/112 | ILR | 145 | 0 | 0 | 25.08 | 41.4 | 3 |  | 2035 | 0 | 0 | 0 | 0 | 0 | 0 |  |  |  | 0 | 0 | 0 | 0 | 0 | 0 | 25.08 | 25.08 | 25.08 | 25.08 | 25.08 | 125.4 | 41.4 | 41.4 | 41.4 | 41.4 | 41.4 | 207 | 1445 |  | 0
0 | MANICA | LD | MACATE | Depósito D. MACATE | Refrigerator | PQS_refr | B Medical Systems Sarl (Dometic) | TCW 80 AC |  | Electricity | 2020 | Functioning well |  |  |  |  | CCE not to replace |  | CCEOP1 | 2023-02-28 | Sousa Ribe | PQS E003/101 | ILR | 80.5 | 0 | 0 | 71.808 | 69.6 | 3 |  | 2035 | 0 | 0 | 0 | 0 | 0 | 0 |  |  |  | 0 | 0 | 0 | 0 | 0 | 0 | 71.808 | 71.808 | 71.808 | 71.808 | 71.808 | 359.04 | 69.6 | 69.6 | 69.6 | 69.6 | 69.6 | 348 | 1446 |  | 0
0 | MANICA | SP | MACATE | CS de Chicanga | Refrigerator | PQS_refr | Vestfrost | VLS 056 RF SDD |  | Solar | 2019 | Functioning well |  |  |  |  | CCE not to replace |  |  | 2023-02-28 | Sousa Ribe | PQS E003/092 | SDRF | 36 | 34.3 | 0 | 116.04 | 52 | 4 |  | 2034 | 0 | 0 | 0 | 0 | 0 | 0 |  |  |  | 0 | 0 | 0 | 0 | 0 | 0 | 116.04 | 116.04 | 116.04 | 116.04 | 116.04 | 580.2 | 52 | 52 | 52 | 52 | 52 | 260 | 1447 |  | 0
0 | MANICA | SP | MACATE | CS Dunda | Refrigerator | PQS_refr | Vestfrost | VLS 026 RF Green Line |  | Solar | 2020 | Functioning well |  |  |  |  | CCE not to replace |  | CCEOP1 | 2023-02-28 | Sousa Ribe | PQS E003/091 | SDRF | 20 | 34.3 | 0 | 109.2 | 52 | 3 |  | 2035 | 0 | 0 | 0 | 0 | 0 | 0 |  |  |  | 0 | 0 | 0 | 0 | 0 | 0 | 109.2 | 109.2 | 109.2 | 109.2 | 109.2 | 546 | 52 | 52 | 52 | 52 | 52 | 260 | 1448 |  | 0
0 | MANICA | SP | MACATE | CS Macate | Refrigerator | PQS_refr | B Medical Systems Sarl (Dometic) | TCW 80 AC |  | Electricity | 2020 | Functioning well |  |  |  |  | CCE not to replace |  | CCEOP1 | 2023-02-28 | Sousa Ribe | PQS E003/101 | ILR | 80.5 | 0 | 0 | 71.808 | 69.6 | 3 |  | 2035 | 0 | 0 | 0 | 0 | 0 | 0 |  |  |  | 0 | 0 | 0 | 0 | 0 | 0 | 71.808 | 71.808 | 71.808 | 71.808 | 71.808 | 359.04 | 69.6 | 69.6 | 69.6 | 69.6 | 69.6 | 348 | 1449 |  | 0
0 | MANICA | SP | MACATE | CS Marera | Refrigerator | PQS_refr | B Medical Systems Sarl (Dometic) | TCW 80 AC |  | Electricity | 2020 | Functioning well |  |  |  |  | CCE not to replace |  | CCEOP1 | 2023-02-28 | Sousa Ribe | PQS E003/101 | ILR | 80.5 | 0 | 0 | 71.808 | 69.6 | 3 |  | 2035 | 0 | 0 | 0 | 0 | 0 | 0 |  |  |  | 0 | 0 | 0 | 0 | 0 | 0 | 71.808 | 71.808 | 71.808 | 71.808 | 71.808 | 359.04 | 69.6 | 69.6 | 69.6 | 69.6 | 69.6 | 348 | 1450 |  | 0
0 | MANICA | SP | MACATE | CS Mussangadzi | Refrigerator | PQS_refr | B Medical Systems Sarl (Dometic) | TCW 80 AC |  | Electricity | 2020 | Functioning well |  |  |  |  | CCE not to replace |  | CCEOP1 | 2023-02-28 | Sousa Ribe | PQS E003/101 | ILR | 80.5 | 0 | 0 | 71.808 | 69.6 | 3 |  | 2035 | 0 | 0 | 0 | 0 | 0 | 0 |  |  |  | 0 | 0 | 0 | 0 | 0 | 0 | 71.808 | 71.808 | 71.808 | 71.808 | 71.808 | 359.04 | 69.6 | 69.6 | 69.6 | 69.6 | 69.6 | 348 | 1451 |  | 0
0 | MANICA | SP | MACATE | CS Nguawala | Refrigerator | PQS_refr | Vestfrost | VLS 056 RF SDD |  | Solar | 2019 | Functioning well |  |  |  |  | CCE not to replace |  |  | 2023-02-28 | Sousa Ribe | PQS E003/092 | SDRF | 36 | 34.3 | 0 | 116.04 | 52 | 4 |  | 2034 | 0 | 0 | 0 | 0 | 0 | 0 |  |  |  | 0 | 0 | 0 | 0 | 0 | 0 | 116.04 | 116.04 | 116.04 | 116.04 | 116.04 | 580.2 | 52 | 52 | 52 | 52 | 52 | 260 | 1452 |  | 0
0 | MANICA | SP | MACATE | CS Nhamagua | Refrigerator | PQS_refr | B Medical Systems Sarl (Dometic) | TCW 80 AC |  | Electricity | 2020 | Functioning well |  |  |  |  | CCE not to replace |  | CCEOP1 | 2023-02-28 | Sousa Ribe | PQS E003/101 | ILR | 80.5 | 0 | 0 | 71.808 | 69.6 | 3 |  | 2035 | 0 | 0 | 0 | 0 | 0 | 0 |  |  |  | 0 | 0 | 0 | 0 | 0 | 0 | 71.808 | 71.808 | 71.808 | 71.808 | 71.808 | 359.04 | 69.6 | 69.6 | 69.6 | 69.6 | 69.6 | 348 | 1453 |  | 0
0 | MANICA | SP | MACATE | CS Zembe Centro | Refrigerator | PQS_refr | B Medical Systems Sarl (Dometic) | TCW 80 AC |  | Electricity | 2020 | Functioning well |  |  |  |  | CCE not to replace |  | CCEOP1 | 2023-02-28 | Sousa Ribe | PQS E003/101 | ILR | 80.5 | 0 | 0 | 71.808 | 69.6 | 3 |  | 2035 | 0 | 0 | 0 | 0 | 0 | 0 |  |  |  | 0 | 0 | 0 | 0 | 0 | 0 | 71.808 | 71.808 | 71.808 | 71.808 | 71.808 | 359.04 | 69.6 | 69.6 | 69.6 | 69.6 | 69.6 | 348 | 1454 |  | 0
0 | MANICA | LD | MOSSURIZE | Depósito D. MOSSURIZE | Refrigerator | PQS_refr | Vestfrost | VLS 056 RF SDD |  | Solar | 2019 | Functioning well |  |  |  |  | CCE not to replace |  |  | 2023-02-28 | Sousa Ribe | PQS E003/092 | SDRF | 36 | 34.3 | 0 | 116.04 | 52 | 4 |  | 2034 | 0 | 0 | 0 | 0 | 0 | 0 |  |  |  | 0 | 0 | 0 | 0 | 0 | 0 | 116.04 | 116.04 | 116.04 | 116.04 | 116.04 | 580.2 | 52 | 52 | 52 | 52 | 52 | 260 | 1455 |  | 0
0 | MANICA | LD | MOSSURIZE | Depósito D. MOSSURIZE | Refrigerator | PQS_refr | Vestfrost | VLS 026 RF Green Line |  | Solar | 2020 | Functioning well |  |  |  |  | CCE not to replace |  | CCEOP1 | 2023-02-28 | Sousa Ribe | PQS E003/091 | SDRF | 20 | 34.3 | 0 | 109.2 | 52 | 3 |  | 2035 | 0 | 0 | 0 | 0 | 0 | 0 |  |  |  | 0 | 0 | 0 | 0 | 0 | 0 | 109.2 | 109.2 | 109.2 | 109.2 | 109.2 | 546 | 52 | 52 | 52 | 52 | 52 | 260 | 1456 |  | 0
0 | MANICA | LD | MOSSURIZE | Depósito D. MOSSURIZE | Refrigerator | PQS_refr | B Medical Systems Sarl (Dometic) | TCW 80 AC |  | Electricity | 2020 | Functioning well |  |  |  |  | CCE not to replace |  | CCEOP1 | 2023-02-28 | Sousa Ribe | PQS E003/101 | ILR | 80.5 | 0 | 0 | 71.808 | 69.6 | 3 |  | 2035 | 0 | 0 | 0 | 0 | 0 | 0 |  |  |  | 0 | 0 | 0 | 0 | 0 | 0 | 71.808 | 71.808 | 71.808 | 71.808 | 71.808 | 359.04 | 69.6 | 69.6 | 69.6 | 69.6 | 69.6 | 348 | 1457 |  | 0
0 | MANICA | SP | MOSSURIZE | CS Chiurairue | Refrigerator | PQS_refr | Vestfrost | VLS 026 RF Green Line |  | Solar | 2020 | Functioning well |  |  |  |  | CCE not to replace |  | CCEOP1 | 2023-02-28 | Sousa Ribe | PQS E003/091 | SDRF | 20 | 34.3 | 0 | 109.2 | 52 | 3 |  | 2035 | 0 | 0 | 0 | 0 | 0 | 0 |  |  |  | 0 | 0 | 0 | 0 | 0 | 0 | 109.2 | 109.2 | 109.2 | 109.2 | 109.2 | 546 | 52 | 52 | 52 | 52 | 52 | 260 | 1458 |  | 0
0 | MANICA | SP | MOSSURIZE | CS Dacata | Refrigerator | PQS_refr | Vestfrost | VLS 056 RF SDD |  | Solar | 2022 | Functioning well |  |  |  |  | CCE not to replace |  | CCEOP1 | 2023-02-28 | Sousa Ribe | PQS E003/092 | SDRF | 36 | 34.3 | 0 | 116.04 | 52 | 1 |  | 2037 | 0 | 0 | 0 | 0 | 0 | 0 |  |  |  | 0 | 0 | 0 | 0 | 0 | 0 | 116.04 | 116.04 | 116.04 | 116.04 | 116.04 | 580.2 | 52 | 52 | 52 | 52 | 52 | 260 | 1459 |  | 0
0 | MANICA | SP | MOSSURIZE | CS Garagua | Refrigerator | PQS_refr | Vestfrost | VLS 026 RF Green Line |  | Solar | 2020 | Functioning well |  |  |  |  | CCE not to replace |  | CCEOP1 | 2023-02-28 | Sousa Ribe | PQS E003/091 | SDRF | 20 | 34.3 | 0 | 109.2 | 52 | 3 |  | 2035 | 0 | 0 | 0 | 0 | 0 | 0 |  |  |  | 0 | 0 | 0 | 0 | 0 | 0 | 109.2 | 109.2 | 109.2 | 109.2 | 109.2 | 546 | 52 | 52 | 52 | 52 | 52 | 260 | 1460 |  | 0
0 | MANICA | SP | MOSSURIZE | CS Goi-Goi | Refrigerator | PQS_refr | B Medical Systems Sarl (Dometic) | TCW 80 AC |  | Electricity | 2020 | Functioning well |  |  |  |  | CCE not to replace |  | CCEOP1 | 2023-02-28 | Sousa Ribe | PQS E003/101 | ILR | 80.5 | 0 | 0 | 71.808 | 69.6 | 3 |  | 2035 | 0 | 0 | 0 | 0 | 0 | 0 |  |  |  | 0 | 0 | 0 | 0 | 0 | 0 | 71.808 | 71.808 | 71.808 | 71.808 | 71.808 | 359.04 | 69.6 | 69.6 | 69.6 | 69.6 | 69.6 | 348 | 1461 |  | 0
0 | MANICA | SP | MOSSURIZE | CS Gunhe | Refrigerator | PQS_refr | B Medical Systems Sarl (Dometic) | TCW 80 AC |  | Electricity | 2020 | Functioning well |  |  |  |  | CCE not to replace |  | CCEOP1 | 2023-02-28 | Sousa Ribe | PQS E003/101 | ILR | 80.5 | 0 | 0 | 71.808 | 69.6 | 3 |  | 2035 | 0 | 0 | 0 | 0 | 0 | 0 |  |  |  | 0 | 0 | 0 | 0 | 0 | 0 | 71.808 | 71.808 | 71.808 | 71.808 | 71.808 | 359.04 | 69.6 | 69.6 | 69.6 | 69.6 | 69.6 | 348 | 1462 |  | 0
0 | MANICA | SP | MOSSURIZE | CS Macuo | Refrigerator | PQS_refr | B Medical Systems Sarl (Dometic) | TCW 80 AC |  | Electricity | 2019 | Functioning well |  |  |  |  | CCE not to replace |  |  | 2023-02-28 | Sousa Ribe | PQS E003/101 | ILR | 80.5 | 0 | 0 | 71.808 | 69.6 | 4 |  | 2034 | 0 | 0 | 0 | 0 | 0 | 0 |  |  |  | 0 | 0 | 0 | 0 | 0 | 0 | 71.808 | 71.808 | 71.808 | 71.808 | 71.808 | 359.04 | 69.6 | 69.6 | 69.6 | 69.6 | 69.6 | 348 | 1463 |  | 0
0 | MANICA | SP | MOSSURIZE | CS Mpengo | Refrigerator | PQS_refr | Vestfrost | VLS 056 RF SDD |  | Solar | 2019 | Functioning well |  |  |  |  | CCE not to replace |  |  | 2023-02-28 | Sousa Ribe | PQS E003/092 | SDRF | 36 | 34.3 | 0 | 116.04 | 52 | 4 |  | 2034 | 0 | 0 | 0 | 0 | 0 | 0 |  |  |  | 0 | 0 | 0 | 0 | 0 | 0 | 116.04 | 116.04 | 116.04 | 116.04 | 116.04 | 580.2 | 52 | 52 | 52 | 52 | 52 | 260 | 1464 |  | 0
0 | MANICA | SP | MOSSURIZE | CS Mude | Refrigerator | PQS_refr | Vestfrost | VLS 056 RF SDD |  | Solar | 2019 | Functioning well |  |  |  |  | CCE not to replace |  |  | 2023-02-28 | Sousa Ribe | PQS E003/092 | SDRF | 36 | 34.3 | 0 | 116.04 | 52 | 4 |  | 2034 | 0 | 0 | 0 | 0 | 0 | 0 |  |  |  | 0 | 0 | 0 | 0 | 0 | 0 | 116.04 | 116.04 | 116.04 | 116.04 | 116.04 | 580.2 | 52 | 52 | 52 | 52 | 52 | 260 | 1465 |  | 0
0 | MANICA | SP | MOSSURIZE | Hosp.Distrital de Mossurize | Refrigerator | PQS_refr | B Medical Systems Sarl (Dometic) | TCW 80 AC |  | Electricity | 2020 | Functioning well |  |  |  |  | CCE not to replace |  | CCEOP1 | 2023-02-28 | Sousa Ribe | PQS E003/101 | ILR | 80.5 | 0 | 0 | 71.808 | 69.6 | 3 |  | 2035 | 0 | 0 | 0 | 0 | 0 | 0 |  |  |  | 0 | 0 | 0 | 0 | 0 | 0 | 71.808 | 71.808 | 71.808 | 71.808 | 71.808 | 359.04 | 69.6 | 69.6 | 69.6 | 69.6 | 69.6 | 348 | 1466 |  | 0
0 | MANICA | LD | MACHAZE | Depósito D. MACHAZE | Refrigerator | PQS_refr | B Medical Systems Sarl (Dometic) | TCW 80 AC |  | Electricity | 2020 | Functioning well |  |  |  |  | CCE not to replace |  | CCEOP1 | 2023-02-28 | Sousa Ribe | PQS E003/101 | ILR | 80.5 | 0 | 0 | 71.808 | 69.6 | 3 |  | 2035 | 0 | 0 | 0 | 0 | 0 | 0 |  |  |  | 0 | 0 | 0 | 0 | 0 | 0 | 71.808 | 71.808 | 71.808 | 71.808 | 71.808 | 359.04 | 69.6 | 69.6 | 69.6 | 69.6 | 69.6 | 348 | 1467 |  | 0
0 | MANICA | LD | MACHAZE | Depósito D. MACHAZE | Refrigerator | PQS_refr | Vestfrost | VLS 056 RF SDD |  | Solar | 2020 | Functioning well |  |  |  |  | CCE not to replace |  | CCEOP1 | 2023-02-28 | Sousa Ribe | PQS E003/092 | SDRF | 36 | 34.3 | 0 | 116.04 | 52 | 3 |  | 2035 | 0 | 0 | 0 | 0 | 0 | 0 |  |  |  | 0 | 0 | 0 | 0 | 0 | 0 | 116.04 | 116.04 | 116.04 | 116.04 | 116.04 | 580.2 | 52 | 52 | 52 | 52 | 52 | 260 | 1468 |  | 0
0 | MANICA | SP | MACHAZE | CS Chipudji | Refrigerator | PQS_refr | Vestfrost | VLS 056 RF SDD |  | Solar | 2020 | Functioning well |  |  |  |  | CCE not to replace |  | CCEOP1 | 2023-02-28 | Sousa Ribe | PQS E003/092 | SDRF | 36 | 34.3 | 0 | 116.04 | 52 | 3 |  | 2035 | 0 | 0 | 0 | 0 | 0 | 0 |  |  |  | 0 | 0 | 0 | 0 | 0 | 0 | 116.04 | 116.04 | 116.04 | 116.04 | 116.04 | 580.2 | 52 | 52 | 52 | 52 | 52 | 260 | 1469 |  | 0
0 | MANICA | SP | MACHAZE | CS Chipudji | Refrigerator | PQS_refr | Vestfrost | VLS 056 RF SDD |  | Solar | 2020 | Functioning well |  |  |  |  | CCE not to replace |  | CCEOP1 | 2023-02-28 | Sousa Ribe | PQS E003/092 | SDRF | 36 | 34.3 | 0 | 116.04 | 52 | 3 |  | 2035 | 0 | 0 | 0 | 0 | 0 | 0 |  |  |  | 0 | 0 | 0 | 0 | 0 | 0 | 116.04 | 116.04 | 116.04 | 116.04 | 116.04 | 580.2 | 52 | 52 | 52 | 52 | 52 | 260 | 1470 |  | 0
0 | MANICA | SP | MACHAZE | CS Chitobe | Refrigerator | PQS_refr | B Medical Systems Sarl (Dometic) | TCW 80 AC |  | Electricity | 2019 | Functioning well |  |  |  |  | CCE not to replace |  |  | 2023-02-28 | Sousa Ribe | PQS E003/101 | ILR | 80.5 | 0 | 0 | 71.808 | 69.6 | 4 |  | 2034 | 0 | 0 | 0 | 0 | 0 | 0 |  |  |  | 0 | 0 | 0 | 0 | 0 | 0 | 71.808 | 71.808 | 71.808 | 71.808 | 71.808 | 359.04 | 69.6 | 69.6 | 69.6 | 69.6 | 69.6 | 348 | 1471 |  | 0
0 | MANICA | SP | MACHAZE | CS Chitobe | Refrigerator | PQS_refr | Vestfrost | VLS 026 RF Green Line |  | Solar | 2020 | Functioning well |  |  |  |  | CCE not to replace |  | CCEOP1 | 2023-02-28 | Sousa Ribe | PQS E003/091 | SDRF | 20 | 34.3 | 0 | 109.2 | 52 | 3 |  | 2035 | 0 | 0 | 0 | 0 | 0 | 0 |  |  |  | 0 | 0 | 0 | 0 | 0 | 0 | 109.2 | 109.2 | 109.2 | 109.2 | 109.2 | 546 | 52 | 52 | 52 | 52 | 52 | 260 | 1472 |  | 0
0 | MANICA | SP | MACHAZE | CS Chpopopo | Refrigerator | PQS_refr | Vestfrost | VLS 054A SDD Greenline |  | Solar | 2020 | Functioning well |  |  |  |  | CCE not to replace |  | CCEOP1 | 2023-02-28 | Sousa Ribe | PQS E003/106 | SDR | 55.5 | 0 | 0 | 70.176 | 52 | 3 |  | 2035 | 0 | 0 | 0 | 0 | 0 | 0 |  |  |  | 0 | 0 | 0 | 0 | 0 | 0 | 70.176 | 70.176 | 70.176 | 70.176 | 70.176 | 350.88 | 52 | 52 | 52 | 52 | 52 | 260 | 1473 |  | 0
0 | MANICA | SP | MACHAZE | CS Mavende | Refrigerator | PQS_refr | B Medical Systems Sarl (Dometic) | TCW 80 AC |  | Electricity | 2015 | Functioning well |  |  |  |  | CCE not to replace |  |  | 2023-02-28 | Sousa Ribe | PQS E003/101 | ILR | 80.5 | 0 | 0 | 71.808 | 69.6 | 8 |  | 2030 | 0 | 0 | 0 | 0 | 0 | 0 |  |  |  | 0 | 0 | 0 | 0 | 0 | 0 | 71.808 | 71.808 | 71.808 | 71.808 | 71.808 | 359.04 | 69.6 | 69.6 | 69.6 | 69.6 | 69.6 | 348 | 1474 |  | 0
0 | MANICA | SP | MACHAZE | CS Mutefo | Refrigerator | PQS_refr | Vestfrost | VLS 054A SDD Greenline |  | Solar | 2015 | Functioning well |  |  |  |  | CCE not to replace |  |  | 2023-02-28 | Sousa Ribe | PQS E003/106 | SDR | 55.5 | 0 | 0 | 70.176 | 52 | 8 |  | 2030 | 0 | 0 | 0 | 0 | 0 | 0 |  |  |  | 0 | 0 | 0 | 0 | 0 | 0 | 70.176 | 70.176 | 70.176 | 70.176 | 70.176 | 350.88 | 52 | 52 | 52 | 52 | 52 | 260 | 1475 |  | 0
0 | MANICA | SP | MACHAZE | CS Mzvissanga | Refrigerator | PQS_refr | Vestfrost | VLS 026 RF Green Line |  | Solar | 2021 | Functioning well |  |  |  |  | CCE not to replace |  | CCEOP1 | 2023-02-28 | Sousa Ribe | PQS E003/091 | SDRF | 20 | 34.3 | 0 | 109.2 | 52 | 2 |  | 2036 | 0 | 0 | 0 | 0 | 0 | 0 |  |  |  | 0 | 0 | 0 | 0 | 0 | 0 | 109.2 | 109.2 | 109.2 | 109.2 | 109.2 | 546 | 52 | 52 | 52 | 52 | 52 | 260 | 1476 |  | 0
0 | MANICA | SP | MACHAZE | CS Sambassoca | Refrigerator | PQS_refr | Vestfrost | VLS 054A SDD Greenline |  | Solar | 2019 | Functioning well |  |  |  |  | CCE not to replace |  |  | 2023-02-28 | Sousa Ribe | PQS E003/106 | SDR | 55.5 | 0 | 0 | 70.176 | 52 | 4 |  | 2034 | 0 | 0 | 0 | 0 | 0 | 0 |  |  |  | 0 | 0 | 0 | 0 | 0 | 0 | 70.176 | 70.176 | 70.176 | 70.176 | 70.176 | 350.88 | 52 | 52 | 52 | 52 | 52 | 260 | 1477 |  | 0
0 | MANICA | SP | MACHAZE | CS Save | Refrigerator | PQS_refr | Vestfrost | VLS 054A SDD Greenline |  | Solar | 2019 | Functioning well |  |  |  |  | CCE not to replace |  |  | 2023-02-28 | Sousa Ribe | PQS E003/106 | SDR | 55.5 | 0 | 0 | 70.176 | 52 | 4 |  | 2034 | 0 | 0 | 0 | 0 | 0 | 0 |  |  |  | 0 | 0 | 0 | 0 | 0 | 0 | 70.176 | 70.176 | 70.176 | 70.176 | 70.176 | 350.88 | 52 | 52 | 52 | 52 | 52 | 260 | 1478 |  | 0
0 | MANICA | SP | MACHAZE | CS Timbitimbi | Refrigerator | PQS_refr | Vestfrost | VLS 054A SDD Greenline |  | Solar | 2021 | Functioning well |  |  |  |  | CCE not to replace |  | CCEOP1 | 2023-02-28 | Sousa Ribe | PQS E003/106 | SDR | 55.5 | 0 | 0 | 70.176 | 52 | 2 |  | 2036 | 0 | 0 | 0 | 0 | 0 | 0 |  |  |  | 0 | 0 | 0 | 0 | 0 | 0 | 70.176 | 70.176 | 70.176 | 70.176 | 70.176 | 350.88 | 52 | 52 | 52 | 52 | 52 | 260 | 1479 |  | 0
0 | MANICA | LD | GONDOLA | Depósito D. GONDOLA | Freezer | PQS_freezer | Vestfrost | MF 314 |  | Electricity | 2021 | Functioning well |  |  |  |  | CCE not to replace |  | CCEOP1 | 2023-02-28 | Sousa Ribe | PQS E003/023 | VWPF | 0 | 281 | 0 | 13.752 | 253.8 | 2 |  | 2036 | 0 | 0 | 0 | 0 | 0 | 0 |  |  |  | 0 | 0 | 0 | 0 | 0 | 0 | 13.752 | 13.752 | 13.752 | 13.752 | 13.752 | 68.76 | 253.8 | 253.8 | 253.8 | 253.8 | 253.8 | 1269 | 1480 |  | 0
0 | MANICA | LD | GONDOLA | Depósito D. GONDOLA | Refrigerator | PQS_refr | Vestfrost | VLS 054A SDD Greenline |  | Solar | 2021 | Functioning well |  |  |  |  | CCE not to replace |  | CCEOP1 | 2023-02-28 | Sousa Ribe | PQS E003/106 | SDR | 55.5 | 0 | 0 | 70.176 | 52 | 2 |  | 2036 | 0 | 0 | 0 | 0 | 0 | 0 |  |  |  | 0 | 0 | 0 | 0 | 0 | 0 | 70.176 | 70.176 | 70.176 | 70.176 | 70.176 | 350.88 | 52 | 52 | 52 | 52 | 52 | 260 | 1481 |  | 0
0 | MANICA | LD | GONDOLA | Depósito D. GONDOLA | Refrigerator | PQS_refr | Vestfrost | VLS 056 RF SDD |  | Solar | 2021 | Functioning well |  |  |  |  | CCE not to replace |  | CCEOP1 | 2023-02-28 | Sousa Ribe | PQS E003/092 | SDRF | 36 | 34.3 | 0 | 116.04 | 52 | 2 |  | 2036 | 0 | 0 | 0 | 0 | 0 | 0 |  |  |  | 0 | 0 | 0 | 0 | 0 | 0 | 116.04 | 116.04 | 116.04 | 116.04 | 116.04 | 580.2 | 52 | 52 | 52 | 52 | 52 | 260 | 1482 |  | 0
0 | MANICA | SP | GONDOLA | CS de Gondola | Refrigerator | PQS_refr | Vestfrost | VLS 026 RF Green Line |  | Solar | 2021 | Functioning well |  |  |  |  | CCE not to replace |  | CCEOP1 | 2023-02-28 | Sousa Ribe | PQS E003/091 | SDRF | 20 | 34.3 | 0 | 109.2 | 52 | 2 |  | 2036 | 0 | 0 | 0 | 0 | 0 | 0 |  |  |  | 0 | 0 | 0 | 0 | 0 | 0 | 109.2 | 109.2 | 109.2 | 109.2 | 109.2 | 546 | 52 | 52 | 52 | 52 | 52 | 260 | 1483 |  | 0
0 | MANICA | SP | GONDOLA | CS Francisco Manhanga | Refrigerator | PQS_refr | Vestfrost | VLS 054A SDD Greenline |  | Solar | 2021 | Functioning well |  |  |  |  | CCE not to replace |  | CCEOP1 | 2023-02-28 | Sousa Ribe | PQS E003/106 | SDR | 55.5 | 0 | 0 | 70.176 | 52 | 2 |  | 2036 | 0 | 0 | 0 | 0 | 0 | 0 |  |  |  | 0 | 0 | 0 | 0 | 0 | 0 | 70.176 | 70.176 | 70.176 | 70.176 | 70.176 | 350.88 | 52 | 52 | 52 | 52 | 52 | 260 | 1484 |  | 0
0 | MANICA | SP | GONDOLA | CS Inchope | Refrigerator | PQS_refr | Vestfrost | VLS 054A SDD Greenline |  | Solar | 2021 | Functioning well |  |  |  |  | CCE not to replace |  | CCEOP1 | 2023-02-28 | Sousa Ribe | PQS E003/106 | SDR | 55.5 | 0 | 0 | 70.176 | 52 | 2 |  | 2036 | 0 | 0 | 0 | 0 | 0 | 0 |  |  |  | 0 | 0 | 0 | 0 | 0 | 0 | 70.176 | 70.176 | 70.176 | 70.176 | 70.176 | 350.88 | 52 | 52 | 52 | 52 | 52 | 260 | 1485 |  | 0
0 | MANICA | SP | GONDOLA | CS J.Machel | Refrigerator | PQS_refr | Vestfrost | VLS 026 RF Green Line |  | Solar | 2021 | Functioning well |  |  |  |  | CCE not to replace |  | CCEOP1 | 2023-02-28 | Sousa Ribe | PQS E003/091 | SDRF | 20 | 34.3 | 0 | 109.2 | 52 | 2 |  | 2036 | 0 | 0 | 0 | 0 | 0 | 0 |  |  |  | 0 | 0 | 0 | 0 | 0 | 0 | 109.2 | 109.2 | 109.2 | 109.2 | 109.2 | 546 | 52 | 52 | 52 | 52 | 52 | 260 | 1486 |  | 0
0 | MANICA | SP | GONDOLA | CS Muda Serração | Refrigerator | PQS_refr | Vestfrost | VLS 054A SDD Greenline |  | Solar | 2021 | Functioning well |  |  |  |  | CCE not to replace |  | CCEOP1 | 2023-02-28 | Sousa Ribe | PQS E003/106 | SDR | 55.5 | 0 | 0 | 70.176 | 52 | 2 |  | 2036 | 0 | 0 | 0 | 0 | 0 | 0 |  |  |  | 0 | 0 | 0 | 0 | 0 | 0 | 70.176 | 70.176 | 70.176 | 70.176 | 70.176 | 350.88 | 52 | 52 | 52 | 52 | 52 | 260 | 1487 |  | 0
0 | MANICA | SP | GONDOLA | CS Mutocoma | Refrigerator | PQS_refr | Vestfrost | VLS 056 RF SDD |  | Solar | 2021 | Functioning well |  |  |  |  | CCE not to replace |  | CCEOP1 | 2023-02-28 | Sousa Ribe | PQS E003/092 | SDRF | 36 | 34.3 | 0 | 116.04 | 52 | 2 |  | 2036 | 0 | 0 | 0 | 0 | 0 | 0 |  |  |  | 0 | 0 | 0 | 0 | 0 | 0 | 116.04 | 116.04 | 116.04 | 116.04 | 116.04 | 580.2 | 52 | 52 | 52 | 52 | 52 | 260 | 1488 |  | 0
0 | MANICA | SP | GONDOLA | CS Mutocoma | Refrigerator | PQS_refr | Vestfrost | VLS 054A SDD Greenline |  | Solar | 2021 | Functioning well |  |  |  |  | CCE not to replace |  | CCEOP1 | 2023-02-28 | Sousa Ribe | PQS E003/106 | SDR | 55.5 | 0 | 0 | 70.176 | 52 | 2 |  | 2036 | 0 | 0 | 0 | 0 | 0 | 0 |  |  |  | 0 | 0 | 0 | 0 | 0 | 0 | 70.176 | 70.176 | 70.176 | 70.176 | 70.176 | 350.88 | 52 | 52 | 52 | 52 | 52 | 260 | 1489 |  | 0
0 | MANICA | LD | BÁRUE | Depósito D. BÁRUE | Refrigerator | PQS_refr | B Medical Systems Sarl (Dometic) | TCW 80 AC |  | Electricity | 2021 | Functioning well |  |  |  |  | CCE not to replace |  | CCEOP1 | 2023-02-28 | Sousa Ribe | PQS E003/101 | ILR | 80.5 | 0 | 0 | 71.808 | 69.6 | 2 |  | 2036 | 0 | 0 | 0 | 0 | 0 | 0 |  |  |  | 0 | 0 | 0 | 0 | 0 | 0 | 71.808 | 71.808 | 71.808 | 71.808 | 71.808 | 359.04 | 69.6 | 69.6 | 69.6 | 69.6 | 69.6 | 348 | 1490 |  | 0
0 | MANICA | LD | BÁRUE | Depósito D. BÁRUE | Refrigerator | PQS_refr | Vestfrost | VLS 054A SDD Greenline |  | Solar | 2021 | Functioning well |  |  |  |  | CCE not to replace |  | CCEOP1 | 2023-02-28 | Sousa Ribe | PQS E003/106 | SDR | 55.5 | 0 | 0 | 70.176 | 52 | 2 |  | 2036 | 0 | 0 | 0 | 0 | 0 | 0 |  |  |  | 0 | 0 | 0 | 0 | 0 | 0 | 70.176 | 70.176 | 70.176 | 70.176 | 70.176 | 350.88 | 52 | 52 | 52 | 52 | 52 | 260 | 1491 |  | 0
0 | MANICA | LD | BÁRUE | Depósito D. BÁRUE | Refrigerator | PQS_refr | B Medical Systems Sarl (Dometic) | TCW 80 AC |  | Electricity | 2021 | Functioning well |  |  |  |  | CCE not to replace |  | CCEOP1 | 2023-02-28 | Sousa Ribe | PQS E003/101 | ILR | 80.5 | 0 | 0 | 71.808 | 69.6 | 2 |  | 2036 | 0 | 0 | 0 | 0 | 0 | 0 |  |  |  | 0 | 0 | 0 | 0 | 0 | 0 | 71.808 | 71.808 | 71.808 | 71.808 | 71.808 | 359.04 | 69.6 | 69.6 | 69.6 | 69.6 | 69.6 | 348 | 1492 |  | 0
0 | MANICA | SP | BÁRUE | CS Chiuala | Refrigerator | PQS_refr | Vestfrost | VLS 026 RF Green Line |  | Solar | 2021 | Functioning well |  |  |  |  | CCE not to replace |  | CCEOP1 | 2023-02-28 | Sousa Ribe | PQS E003/091 | SDRF | 20 | 34.3 | 0 | 109.2 | 52 | 2 |  | 2036 | 0 | 0 | 0 | 0 | 0 | 0 |  |  |  | 0 | 0 | 0 | 0 | 0 | 0 | 109.2 | 109.2 | 109.2 | 109.2 | 109.2 | 546 | 52 | 52 | 52 | 52 | 52 | 260 | 1493 |  | 0
0 | MANICA | SP | BÁRUE | CS Cruzamento de Macossa | Refrigerator | PQS_refr | B Medical Systems Sarl (Dometic) | TCW 80 AC |  | Electricity | 2021 | Functioning well |  |  |  |  | CCE not to replace |  | CCEOP1 | 2023-02-28 | Sousa Ribe | PQS E003/101 | ILR | 80.5 | 0 | 0 | 71.808 | 69.6 | 2 |  | 2036 | 0 | 0 | 0 | 0 | 0 | 0 |  |  |  | 0 | 0 | 0 | 0 | 0 | 0 | 71.808 | 71.808 | 71.808 | 71.808 | 71.808 | 359.04 | 69.6 | 69.6 | 69.6 | 69.6 | 69.6 | 348 | 1494 |  | 0
0 | MANICA | SP | BÁRUE | CS Honde | Refrigerator | PQS_refr | Vestfrost | VLS 054A SDD Greenline |  | Solar | 2021 | Functioning well |  |  |  |  | CCE not to replace |  | CCEOP1 | 2023-02-28 | Sousa Ribe | PQS E003/106 | SDR | 55.5 | 0 | 0 | 70.176 | 52 | 2 |  | 2036 | 0 | 0 | 0 | 0 | 0 | 0 |  |  |  | 0 | 0 | 0 | 0 | 0 | 0 | 70.176 | 70.176 | 70.176 | 70.176 | 70.176 | 350.88 | 52 | 52 | 52 | 52 | 52 | 260 | 1495 |  | 0
0 | MANICA | SP | BÁRUE | CS Munene | Refrigerator | PQS_refr | B Medical Systems Sarl (Dometic) | TCW 80 AC |  | Electricity | 2021 | Functioning well |  |  |  |  | CCE not to replace |  | CCEOP1 | 2023-02-28 | Sousa Ribe | PQS E003/101 | ILR | 80.5 | 0 | 0 | 71.808 | 69.6 | 2 |  | 2036 | 0 | 0 | 0 | 0 | 0 | 0 |  |  |  | 0 | 0 | 0 | 0 | 0 | 0 | 71.808 | 71.808 | 71.808 | 71.808 | 71.808 | 359.04 | 69.6 | 69.6 | 69.6 | 69.6 | 69.6 | 348 | 1496 |  | 0
0 | MANICA | SP | BÁRUE | CS Nhampassa | Refrigerator | PQS_refr | Vestfrost | VLS 054A SDD Greenline |  | Solar | 2021 | Functioning well |  |  |  |  | CCE not to replace |  | CCEOP1 | 2023-02-28 | Sousa Ribe | PQS E003/106 | SDR | 55.5 | 0 | 0 | 70.176 | 52 | 2 |  | 2036 | 0 | 0 | 0 | 0 | 0 | 0 |  |  |  | 0 | 0 | 0 | 0 | 0 | 0 | 70.176 | 70.176 | 70.176 | 70.176 | 70.176 | 350.88 | 52 | 52 | 52 | 52 | 52 | 260 | 1497 |  | 0
0 | MANICA | SP | BÁRUE | CS Nhansacara | Refrigerator | PQS_refr | Vestfrost | VLS 026 RF Green Line |  | Solar | 2021 | Functioning well |  |  |  |  | CCE not to replace |  | CCEOP1 | 2023-02-28 | Sousa Ribe | PQS E003/091 | SDRF | 20 | 34.3 | 0 | 109.2 | 52 | 2 |  | 2036 | 0 | 0 | 0 | 0 | 0 | 0 |  |  |  | 0 | 0 | 0 | 0 | 0 | 0 | 109.2 | 109.2 | 109.2 | 109.2 | 109.2 | 546 | 52 | 52 | 52 | 52 | 52 | 260 | 1498 |  | 0
0 | MANICA | SP | BÁRUE | CS Nhazonia | Refrigerator | PQS_refr | Vestfrost | VLS 056 RF SDD |  | Solar | 2021 | Functioning well |  |  |  |  | CCE not to replace |  | CCEOP1 | 2023-02-28 | Sousa Ribe | PQS E003/092 | SDRF | 36 | 34.3 | 0 | 116.04 | 52 | 2 |  | 2036 | 0 | 0 | 0 | 0 | 0 | 0 |  |  |  | 0 | 0 | 0 | 0 | 0 | 0 | 116.04 | 116.04 | 116.04 | 116.04 | 116.04 | 580.2 | 52 | 52 | 52 | 52 | 52 | 260 | 1499 |  | 0
0 | MANICA | SP | BÁRUE | CS Panze | Refrigerator | PQS_refr | Vestfrost | VLS 056 RF SDD |  | Solar | 2021 | Functioning well |  |  |  |  | CCE not to replace |  | CCEOP1 | 2023-02-28 | Sousa Ribe | PQS E003/092 | SDRF | 36 | 34.3 | 0 | 116.04 | 52 | 2 |  | 2036 | 0 | 0 | 0 | 0 | 0 | 0 |  |  |  | 0 | 0 | 0 | 0 | 0 | 0 | 116.04 | 116.04 | 116.04 | 116.04 | 116.04 | 580.2 | 52 | 52 | 52 | 52 | 52 | 260 | 1500 |  | 0
0 | MANICA | SP | BÁRUE | CS Serra-Choa | Refrigerator | PQS_refr | Vestfrost | VLS 026 RF Green Line |  | Solar | 2021 | Functioning well |  |  |  |  | CCE not to replace |  | CCEOP1 | 2023-02-28 | Sousa Ribe | PQS E003/091 | SDRF | 20 | 34.3 | 0 | 109.2 | 52 | 2 |  | 2036 | 0 | 0 | 0 | 0 | 0 | 0 |  |  |  | 0 | 0 | 0 | 0 | 0 | 0 | 109.2 | 109.2 | 109.2 | 109.2 | 109.2 | 546 | 52 | 52 | 52 | 52 | 52 | 260 | 1501 |  | 0
0 | MANICA | SP | BÁRUE | CS Serra-Choa | Refrigerator | PQS_refr | Vestfrost | VLS 026 RF Green Line |  | Solar | 2021 | Functioning well |  |  |  |  | CCE not to replace |  | CCEOP1 | 2023-02-28 | Sousa Ribe | PQS E003/091 | SDRF | 20 | 34.3 | 0 | 109.2 | 52 | 2 |  | 2036 | 0 | 0 | 0 | 0 | 0 | 0 |  |  |  | 0 | 0 | 0 | 0 | 0 | 0 | 109.2 | 109.2 | 109.2 | 109.2 | 109.2 | 546 | 52 | 52 | 52 | 52 | 52 | 260 | 1502 |  | 0
0 | MANICA | LD | MACOSSA | Depósito D. MACOSSA | Refrigerator | PQS_refr | Vestfrost | VLS 026 RF Green Line |  | Solar | 2021 | Functioning well |  |  |  |  | CCE not to replace |  | CCEOP1 | 2023-02-28 | Sousa Ribe | PQS E003/091 | SDRF | 20 | 34.3 | 0 | 109.2 | 52 | 2 |  | 2036 | 0 | 0 | 0 | 0 | 0 | 0 |  |  |  | 0 | 0 | 0 | 0 | 0 | 0 | 109.2 | 109.2 | 109.2 | 109.2 | 109.2 | 546 | 52 | 52 | 52 | 52 | 52 | 260 | 1503 |  | 0
0 | MANICA | LD | MACOSSA | Depósito D. MACOSSA | Refrigerator | PQS_refr | Vestfrost | VLS 056 RF SDD |  | Solar | 2021 | Functioning well |  |  |  |  | CCE not to replace |  | CCEOP1 | 2023-02-28 | Sousa Ribe | PQS E003/092 | SDRF | 36 | 34.3 | 0 | 116.04 | 52 | 2 |  | 2036 | 0 | 0 | 0 | 0 | 0 | 0 |  |  |  | 0 | 0 | 0 | 0 | 0 | 0 | 116.04 | 116.04 | 116.04 | 116.04 | 116.04 | 580.2 | 52 | 52 | 52 | 52 | 52 | 260 | 1504 |  | 0
0 | MANICA | LD | MACOSSA | Depósito D. MACOSSA | Refrigerator | PQS_refr | Vestfrost | VLS 056 RF SDD |  | Solar | 2021 | Functioning well |  |  |  |  | CCE not to replace |  | CCEOP1 | 2023-02-28 | Sousa Ribe | PQS E003/092 | SDRF | 36 | 34.3 | 0 | 116.04 | 52 | 2 |  | 2036 | 0 | 0 | 0 | 0 | 0 | 0 |  |  |  | 0 | 0 | 0 | 0 | 0 | 0 | 116.04 | 116.04 | 116.04 | 116.04 | 116.04 | 580.2 | 52 | 52 | 52 | 52 | 52 | 260 | 1505 |  | 0
0 | MANICA | SP | MACOSSA | CS de Chicanga | Refrigerator | PQS_refr | B Medical Systems Sarl (Dometic) | TCW 80 AC |  | Electricity | 2021 | Functioning well |  |  |  |  | CCE not to replace |  | CCEOP1 | 2023-02-28 | Sousa Ribe | PQS E003/101 | ILR | 80.5 | 0 | 0 | 71.808 | 69.6 | 2 |  | 2036 | 0 | 0 | 0 | 0 | 0 | 0 |  |  |  | 0 | 0 | 0 | 0 | 0 | 0 | 71.808 | 71.808 | 71.808 | 71.808 | 71.808 | 359.04 | 69.6 | 69.6 | 69.6 | 69.6 | 69.6 | 348 | 1506 |  | 0
0 | MANICA | SP | MACOSSA | CS Dunda | Refrigerator | PQS_refr | B Medical Systems Sarl (Dometic) | TCW 80 AC |  | Electricity | 2021 | Functioning well |  |  |  |  | CCE not to replace |  | CCEOP1 | 2023-02-28 | Sousa Ribe | PQS E003/101 | ILR | 80.5 | 0 | 0 | 71.808 | 69.6 | 2 |  | 2036 | 0 | 0 | 0 | 0 | 0 | 0 |  |  |  | 0 | 0 | 0 | 0 | 0 | 0 | 71.808 | 71.808 | 71.808 | 71.808 | 71.808 | 359.04 | 69.6 | 69.6 | 69.6 | 69.6 | 69.6 | 348 | 1507 |  | 0
0 | MANICA | SP | MACOSSA | CS Macate | Refrigerator | PQS_refr | Vestfrost | VLS 054A SDD Greenline |  | Solar | 2021 | Functioning well |  |  |  |  | CCE not to replace |  | CCEOP1 | 2023-02-28 | Sousa Ribe | PQS E003/106 | SDR | 55.5 | 0 | 0 | 70.176 | 52 | 2 |  | 2036 | 0 | 0 | 0 | 0 | 0 | 0 |  |  |  | 0 | 0 | 0 | 0 | 0 | 0 | 70.176 | 70.176 | 70.176 | 70.176 | 70.176 | 350.88 | 52 | 52 | 52 | 52 | 52 | 260 | 1508 |  | 0
0 | MANICA | SP | MACOSSA | CS Marera | Refrigerator | PQS_refr | Vestfrost | VLS 056 RF SDD |  | Solar | 2021 | Functioning well |  |  |  |  | CCE not to replace |  | CCEOP1 | 2023-02-28 | Sousa Ribe | PQS E003/092 | SDRF | 36 | 34.3 | 0 | 116.04 | 52 | 2 |  | 2036 | 0 | 0 | 0 | 0 | 0 | 0 |  |  |  | 0 | 0 | 0 | 0 | 0 | 0 | 116.04 | 116.04 | 116.04 | 116.04 | 116.04 | 580.2 | 52 | 52 | 52 | 52 | 52 | 260 | 1509 |  | 0
0 | MANICA | SP | MACOSSA | CS Mussangadzi | Refrigerator | PQS_refr | B Medical Systems Sarl (Dometic) | TCW 80 AC |  | Electricity | 2021 | Functioning well |  |  |  |  | CCE not to replace |  | CCEOP1 | 2023-02-28 | Sousa Ribe | PQS E003/101 | ILR | 80.5 | 0 | 0 | 71.808 | 69.6 | 2 |  | 2036 | 0 | 0 | 0 | 0 | 0 | 0 |  |  |  | 0 | 0 | 0 | 0 | 0 | 0 | 71.808 | 71.808 | 71.808 | 71.808 | 71.808 | 359.04 | 69.6 | 69.6 | 69.6 | 69.6 | 69.6 | 348 | 1510 |  | 0
0 | MANICA | SP | MACOSSA | CS Nguawala | Refrigerator | PQS_refr | B Medical Systems Sarl (Dometic) | TCW 80 AC |  | Electricity | 2021 | Functioning well |  |  |  |  | CCE not to replace |  | CCEOP1 | 2023-02-28 | Sousa Ribe | PQS E003/101 | ILR | 80.5 | 0 | 0 | 71.808 | 69.6 | 2 |  | 2036 | 0 | 0 | 0 | 0 | 0 | 0 |  |  |  | 0 | 0 | 0 | 0 | 0 | 0 | 71.808 | 71.808 | 71.808 | 71.808 | 71.808 | 359.04 | 69.6 | 69.6 | 69.6 | 69.6 | 69.6 | 348 | 1511 |  | 0
0 | MANICA | SP | MACOSSA | CS Nhamagua | Refrigerator | PQS_refr | Vestfrost | VLS 056 RF SDD |  | Solar | 2021 | Functioning well |  |  |  |  | CCE not to replace |  | CCEOP1 | 2023-02-28 | Sousa Ribe | PQS E003/092 | SDRF | 36 | 34.3 | 0 | 116.04 | 52 | 2 |  | 2036 | 0 | 0 | 0 | 0 | 0 | 0 |  |  |  | 0 | 0 | 0 | 0 | 0 | 0 | 116.04 | 116.04 | 116.04 | 116.04 | 116.04 | 580.2 | 52 | 52 | 52 | 52 | 52 | 260 | 1512 |  | 0
0 | MANICA | SP | MACOSSA | CS Zembe Centro | Refrigerator | PQS_refr | Vestfrost | VLS 054A SDD Greenline |  | Solar | 2021 | Functioning well |  |  |  |  | CCE not to replace |  | CCEOP1 | 2023-02-28 | Sousa Ribe | PQS E003/106 | SDR | 55.5 | 0 | 0 | 70.176 | 52 | 2 |  | 2036 | 0 | 0 | 0 | 0 | 0 | 0 |  |  |  | 0 | 0 | 0 | 0 | 0 | 0 | 70.176 | 70.176 | 70.176 | 70.176 | 70.176 | 350.88 | 52 | 52 | 52 | 52 | 52 | 260 | 1513 |  | 0
0 | MANICA | LD | SUSSUNDENGA | Depósito D. SUSSUNDENGA | Refrigerator | PQS_refr | Vestfrost | VLS 056 RF SDD |  | Solar | 2021 | Functioning well |  |  |  |  | CCE not to replace |  | CCEOP1 | 2023-02-28 | Sousa Ribe | PQS E003/092 | SDRF | 36 | 34.3 | 0 | 116.04 | 52 | 2 |  | 2036 | 0 | 0 | 0 | 0 | 0 | 0 |  |  |  | 0 | 0 | 0 | 0 | 0 | 0 | 116.04 | 116.04 | 116.04 | 116.04 | 116.04 | 580.2 | 52 | 52 | 52 | 52 | 52 | 260 | 1514 |  | 0
0 | MANICA | LD | SUSSUNDENGA | Depósito D. SUSSUNDENGA | Refrigerator | PQS_refr | Vestfrost | VLS 024 SDD Greenline |  | Solar | 2020 | Functioning well |  |  |  |  | CCE not to replace |  |  | 2023-02-28 | Sousa Ribe | PQS E003/069 | SDR | 25.5 | 0 | 0 | 62.04 | 52 | 3 |  | 2035 | 0 | 0 | 0 | 0 | 0 | 0 |  |  |  | 0 | 0 | 0 | 0 | 0 | 0 | 62.04 | 62.04 | 62.04 | 62.04 | 62.04 | 310.2 | 52 | 52 | 52 | 52 | 52 | 260 | 1515 |  | 0
0 | MANICA | LD | SUSSUNDENGA | Depósito D. SUSSUNDENGA | Refrigerator | PQS_refr | Vestfrost | VLS 024 SDD Greenline |  | Solar | 2020 | Functioning well |  |  |  |  | CCE not to replace |  |  | 2023-02-28 | Sousa Ribe | PQS E003/069 | SDR | 25.5 | 0 | 0 | 62.04 | 52 | 3 |  | 2035 | 0 | 0 | 0 | 0 | 0 | 0 |  |  |  | 0 | 0 | 0 | 0 | 0 | 0 | 62.04 | 62.04 | 62.04 | 62.04 | 62.04 | 310.2 | 52 | 52 | 52 | 52 | 52 | 260 | 1516 |  | 0
0 | MANICA | SP | SUSSUNDENGA | Centro de saúde de sembezeia | Refrigerator | PQS_refr | Vestfrost | VLS 024 SDD Greenline |  | Solar | 2020 | Functioning well |  |  |  |  | CCE not to replace |  |  | 2023-02-28 | Sousa Ribe | PQS E003/069 | SDR | 25.5 | 0 | 0 | 62.04 | 52 | 3 |  | 2035 | 0 | 0 | 0 | 0 | 0 | 0 |  |  |  | 0 | 0 | 0 | 0 | 0 | 0 | 62.04 | 62.04 | 62.04 | 62.04 | 62.04 | 310.2 | 52 | 52 | 52 | 52 | 52 | 260 | 1517 |  | 0
0 | MANICA | SP | SUSSUNDENGA | Centro de saúde de infloma | Refrigerator | PQS_refr | Vestfrost | VLS 024 SDD Greenline |  | Solar | 2020 | Functioning well |  |  |  |  | CCE not to replace |  |  | 2023-02-28 | Sousa Ribe | PQS E003/069 | SDR | 25.5 | 0 | 0 | 62.04 | 52 | 3 |  | 2035 | 0 | 0 | 0 | 0 | 0 | 0 |  |  |  | 0 | 0 | 0 | 0 | 0 | 0 | 62.04 | 62.04 | 62.04 | 62.04 | 62.04 | 310.2 | 52 | 52 | 52 | 52 | 52 | 260 | 1518 |  | 0
0 | MANICA | SP | SUSSUNDENGA | CS Bunga | Refrigerator | PQS_refr | Vestfrost | VLS 024 SDD Greenline |  | Solar | 2020 | Functioning well |  |  |  |  | CCE not to replace |  |  | 2023-02-28 | Sousa Ribe | PQS E003/069 | SDR | 25.5 | 0 | 0 | 62.04 | 52 | 3 |  | 2035 | 0 | 0 | 0 | 0 | 0 | 0 |  |  |  | 0 | 0 | 0 | 0 | 0 | 0 | 62.04 | 62.04 | 62.04 | 62.04 | 62.04 | 310.2 | 52 | 52 | 52 | 52 | 52 | 260 | 1519 |  | 0
0 | MANICA | SP | SUSSUNDENGA | CS Central Mavuzi | Refrigerator | PQS_refr | Vestfrost | VLS 024 SDD Greenline |  | Solar | 2020 | Functioning well |  |  |  |  | CCE not to replace |  |  | 2023-02-28 | Sousa Ribe | PQS E003/069 | SDR | 25.5 | 0 | 0 | 62.04 | 52 | 3 |  | 2035 | 0 | 0 | 0 | 0 | 0 | 0 |  |  |  | 0 | 0 | 0 | 0 | 0 | 0 | 62.04 | 62.04 | 62.04 | 62.04 | 62.04 | 310.2 | 52 | 52 | 52 | 52 | 52 | 260 | 1520 |  | 0
0 | MANICA | SP | SUSSUNDENGA | CS de Darue | Refrigerator | PQS_refr | Vestfrost | VLS 024 SDD Greenline |  | Solar | 2020 | Functioning well |  |  |  |  | CCE not to replace |  |  | 2023-02-28 | Sousa Ribe | PQS E003/069 | SDR | 25.5 | 0 | 0 | 62.04 | 52 | 3 |  | 2035 | 0 | 0 | 0 | 0 | 0 | 0 |  |  |  | 0 | 0 | 0 | 0 | 0 | 0 | 62.04 | 62.04 | 62.04 | 62.04 | 62.04 | 310.2 | 52 | 52 | 52 | 52 | 52 | 260 | 1521 |  | 0
0 | MANICA | SP | SUSSUNDENGA | CS de Rupisse | Refrigerator | PQS_refr | Vestfrost | VLS 024 SDD Greenline |  | Solar | 2020 | Functioning well |  |  |  |  | CCE not to replace |  |  | 2023-02-28 | Sousa Ribe | PQS E003/069 | SDR | 25.5 | 0 | 0 | 62.04 | 52 | 3 |  | 2035 | 0 | 0 | 0 | 0 | 0 | 0 |  |  |  | 0 | 0 | 0 | 0 | 0 | 0 | 62.04 | 62.04 | 62.04 | 62.04 | 62.04 | 310.2 | 52 | 52 | 52 | 52 | 52 | 260 | 1522 |  | 0
0 | MANICA | SP | SUSSUNDENGA | CS Dombe | Refrigerator | PQS_refr | Vestfrost | VLS 024 SDD Greenline |  | Solar | 2020 | Functioning well |  |  |  |  | CCE not to replace |  |  | 2023-02-28 | Sousa Ribe | PQS E003/069 | SDR | 25.5 | 0 | 0 | 62.04 | 52 | 3 |  | 2035 | 0 | 0 | 0 | 0 | 0 | 0 |  |  |  | 0 | 0 | 0 | 0 | 0 | 0 | 62.04 | 62.04 | 62.04 | 62.04 | 62.04 | 310.2 | 52 | 52 | 52 | 52 | 52 | 260 | 1523 |  | 0
0 | MANICA | SP | SUSSUNDENGA | CS Matarara | Refrigerator | PQS_refr | Vestfrost | VLS 024 SDD Greenline |  | Solar | 2020 | Functioning well |  |  |  |  | CCE not to replace |  |  | 2023-02-28 | Sousa Ribe | PQS E003/069 | SDR | 25.5 | 0 | 0 | 62.04 | 52 | 3 |  | 2035 | 0 | 0 | 0 | 0 | 0 | 0 |  |  |  | 0 | 0 | 0 | 0 | 0 | 0 | 62.04 | 62.04 | 62.04 | 62.04 | 62.04 | 310.2 | 52 | 52 | 52 | 52 | 52 | 260 | 1524 |  | 0
0 | MANICA | SP | SUSSUNDENGA | CS Munhinga | Refrigerator | PQS_refr | Vestfrost | VLS 024 SDD Greenline |  | Solar | 2020 | Functioning well |  |  |  |  | CCE not to replace |  |  | 2023-02-28 | Sousa Ribe | PQS E003/069 | SDR | 25.5 | 0 | 0 | 62.04 | 52 | 3 |  | 2035 | 0 | 0 | 0 | 0 | 0 | 0 |  |  |  | 0 | 0 | 0 | 0 | 0 | 0 | 62.04 | 62.04 | 62.04 | 62.04 | 62.04 | 310.2 | 52 | 52 | 52 | 52 | 52 | 260 | 1525 |  | 0
0 | MANICA | SP | SUSSUNDENGA | CS Nhambamba | Refrigerator | PQS_refr | Vestfrost | VLS 024 SDD Greenline |  | Solar | 2020 | Functioning well |  |  |  |  | CCE not to replace |  |  | 2023-02-28 | Sousa Ribe | PQS E003/069 | SDR | 25.5 | 0 | 0 | 62.04 | 52 | 3 |  | 2035 | 0 | 0 | 0 | 0 | 0 | 0 |  |  |  | 0 | 0 | 0 | 0 | 0 | 0 | 62.04 | 62.04 | 62.04 | 62.04 | 62.04 | 310.2 | 52 | 52 | 52 | 52 | 52 | 260 | 1526 |  | 0
0 | MANICA | SP | SUSSUNDENGA | CS Rotanda | Refrigerator | PQS_refr | Vestfrost | VLS 024 SDD Greenline |  | Solar | 2020 | Functioning well |  |  |  |  | CCE not to replace |  |  | 2023-02-28 | Sousa Ribe | PQS E003/069 | SDR | 25.5 | 0 | 0 | 62.04 | 52 | 3 |  | 2035 | 0 | 0 | 0 | 0 | 0 | 0 |  |  |  | 0 | 0 | 0 | 0 | 0 | 0 | 62.04 | 62.04 | 62.04 | 62.04 | 62.04 | 310.2 | 52 | 52 | 52 | 52 | 52 | 260 | 1527 |  | 0
0 | MANICA | LD | VANDUZI | Depósito D. VANDUZI | Refrigerator | PQS_refr | Vestfrost | VLS 024 SDD Greenline |  | Solar | 2020 | Functioning well |  |  |  |  | CCE not to replace |  |  | 2023-02-28 | Sousa Ribe | PQS E003/069 | SDR | 25.5 | 0 | 0 | 62.04 | 52 | 3 |  | 2035 | 0 | 0 | 0 | 0 | 0 | 0 |  |  |  | 0 | 0 | 0 | 0 | 0 | 0 | 62.04 | 62.04 | 62.04 | 62.04 | 62.04 | 310.2 | 52 | 52 | 52 | 52 | 52 | 260 | 1528 |  | 0
0 | MANICA | LD | VANDUZI | Depósito D. VANDUZI | Refrigerator | PQS_refr | Vestfrost | VLS 054A SDD Greenline |  | Solar | 2022 | Functioning well |  |  |  |  | CCE not to replace |  | CCEOP1 | 2023-02-28 | Sousa Ribe | PQS E003/106 | SDR | 55.5 | 0 | 0 | 70.176 | 52 | 1 |  | 2037 | 0 | 0 | 0 | 0 | 0 | 0 |  |  |  | 0 | 0 | 0 | 0 | 0 | 0 | 70.176 | 70.176 | 70.176 | 70.176 | 70.176 | 350.88 | 52 | 52 | 52 | 52 | 52 | 260 | 1529 |  | 0
0 | MANICA | LD | VANDUZI | Depósito D. VANDUZI | Refrigerator | PQS_refr | Vestfrost | VLS 056 RF SDD |  | Solar | 2019 | Functioning well |  |  |  |  | CCE not to replace |  |  | 2023-02-28 | Sousa Ribe | PQS E003/092 | SDRF | 36 | 34.3 | 0 | 116.04 | 52 | 4 |  | 2034 | 0 | 0 | 0 | 0 | 0 | 0 |  |  |  | 0 | 0 | 0 | 0 | 0 | 0 | 116.04 | 116.04 | 116.04 | 116.04 | 116.04 | 580.2 | 52 | 52 | 52 | 52 | 52 | 260 | 1530 |  | 0
0 | MANICA | SP | VANDUZI | CS Dengalenga | Refrigerator | PQS_refr | Vestfrost | VLS 056 RF SDD |  | Solar | 2019 | Functioning well |  |  |  |  | CCE not to replace |  |  | 2023-02-28 | Sousa Ribe | PQS E003/092 | SDRF | 36 | 34.3 | 0 | 116.04 | 52 | 4 |  | 2034 | 0 | 0 | 0 | 0 | 0 | 0 |  |  |  | 0 | 0 | 0 | 0 | 0 | 0 | 116.04 | 116.04 | 116.04 | 116.04 | 116.04 | 580.2 | 52 | 52 | 52 | 52 | 52 | 260 | 1531 |  | 0
0 | MANICA | SP | VANDUZI | CS IAC | Refrigerator | PQS_refr | Vestfrost | VLS 054A SDD Greenline |  | Solar | 2022 | Functioning well |  |  |  |  | CCE not to replace |  | CCEOP1 | 2023-02-28 | Sousa Ribe | PQS E003/106 | SDR | 55.5 | 0 | 0 | 70.176 | 52 | 1 |  | 2037 | 0 | 0 | 0 | 0 | 0 | 0 |  |  |  | 0 | 0 | 0 | 0 | 0 | 0 | 70.176 | 70.176 | 70.176 | 70.176 | 70.176 | 350.88 | 52 | 52 | 52 | 52 | 52 | 260 | 1532 |  | 0
0 | MANICA | SP | VANDUZI | CS Matsinho | Refrigerator | PQS_refr | B Medical Systems Sarl (Dometic) | TCW 80 AC |  | Electricity | 2022 | Functioning well |  |  |  |  | CCE not to replace |  | CCEOP1 | 2023-02-28 | Sousa Ribe | PQS E003/101 | ILR | 80.5 | 0 | 0 | 71.808 | 69.6 | 1 |  | 2037 | 0 | 0 | 0 | 0 | 0 | 0 |  |  |  | 0 | 0 | 0 | 0 | 0 | 0 | 71.808 | 71.808 | 71.808 | 71.808 | 71.808 | 359.04 | 69.6 | 69.6 | 69.6 | 69.6 | 69.6 | 348 | 1533 |  | 0
0 | MANICA | SP | VANDUZI | CS Monequera | Refrigerator | PQS_refr | B Medical Systems Sarl (Dometic) | TCW 80 AC |  | Electricity | 2022 | Functioning well |  |  |  |  | CCE not to replace |  | CCEOP1 | 2023-02-28 | Sousa Ribe | PQS E003/101 | ILR | 80.5 | 0 | 0 | 71.808 | 69.6 | 1 |  | 2037 | 0 | 0 | 0 | 0 | 0 | 0 |  |  |  | 0 | 0 | 0 | 0 | 0 | 0 | 71.808 | 71.808 | 71.808 | 71.808 | 71.808 | 359.04 | 69.6 | 69.6 | 69.6 | 69.6 | 69.6 | 348 | 1534 |  | 0
0 | MANICA | SP | VANDUZI | CS Pungue Sul | Refrigerator | PQS_refr | Vestfrost | VLS 054A SDD Greenline |  | Solar | 2022 | Functioning well |  |  |  |  | CCE not to replace |  | CCEOP1 | 2023-02-28 | Sousa Ribe | PQS E003/106 | SDR | 55.5 | 0 | 0 | 70.176 | 52 | 1 |  | 2037 | 0 | 0 | 0 | 0 | 0 | 0 |  |  |  | 0 | 0 | 0 | 0 | 0 | 0 | 70.176 | 70.176 | 70.176 | 70.176 | 70.176 | 350.88 | 52 | 52 | 52 | 52 | 52 | 260 | 1535 |  | 0
0 | MANICA | SP | VANDUZI | CS Vanduzi | Refrigerator | PQS_refr | Vestfrost | VLS 054A SDD Greenline |  | Solar | 2022 | Functioning well |  |  |  |  | CCE not to replace |  | CCEOP1 | 2023-02-28 | Sousa Ribe | PQS E003/106 | SDR | 55.5 | 0 | 0 | 70.176 | 52 | 1 |  | 2037 | 0 | 0 | 0 | 0 | 0 | 0 |  |  |  | 0 | 0 | 0 | 0 | 0 | 0 | 70.176 | 70.176 | 70.176 | 70.176 | 70.176 | 350.88 | 52 | 52 | 52 | 52 | 52 | 260 | 1536 |  | 0
0 | MANICA | LD | GURO | Depósito D. GURO | Refrigerator | PQS_refr | Vestfrost | VLS 054A SDD Greenline |  | Solar | 2022 | Functioning well |  |  |  |  | CCE not to replace |  | CCEOP1 | 2023-02-28 | Sousa Ribe | PQS E003/106 | SDR | 55.5 | 0 | 0 | 70.176 | 52 | 1 |  | 2037 | 0 | 0 | 0 | 0 | 0 | 0 |  |  |  | 0 | 0 | 0 | 0 | 0 | 0 | 70.176 | 70.176 | 70.176 | 70.176 | 70.176 | 350.88 | 52 | 52 | 52 | 52 | 52 | 260 | 1537 |  | 0
0 | MANICA | LD | GURO | Depósito D. GURO | Refrigerator | PQS_refr | Vestfrost | VLS 056 RF SDD |  | Solar | 2022 | Functioning well |  |  |  |  | CCE not to replace |  | CCEOP1 | 2023-02-28 | Sousa Ribe | PQS E003/092 | SDRF | 36 | 34.3 | 0 | 116.04 | 52 | 1 |  | 2037 | 0 | 0 | 0 | 0 | 0 | 0 |  |  |  | 0 | 0 | 0 | 0 | 0 | 0 | 116.04 | 116.04 | 116.04 | 116.04 | 116.04 | 580.2 | 52 | 52 | 52 | 52 | 52 | 260 | 1538 |  | 0
0 | MANICA | SP | GURO | CS Bunga | Refrigerator | PQS_refr | Vestfrost | VLS 056 RF SDD |  | Solar | 2022 | Functioning well |  |  |  |  | CCE not to replace |  | CCEOP1 | 2023-02-28 | Sousa Ribe | PQS E003/092 | SDRF | 36 | 34.3 | 0 | 116.04 | 52 | 1 |  | 2037 | 0 | 0 | 0 | 0 | 0 | 0 |  |  |  | 0 | 0 | 0 | 0 | 0 | 0 | 116.04 | 116.04 | 116.04 | 116.04 | 116.04 | 580.2 | 52 | 52 | 52 | 52 | 52 | 260 | 1539 |  | 0
0 | MANICA | SP | GURO | CS Chivuli | Refrigerator | PQS_refr | Vestfrost | VLS 054A SDD Greenline |  | Solar | 2022 | Functioning well |  |  |  |  | CCE not to replace |  | CCEOP1 | 2023-02-28 | Sousa Ribe | PQS E003/106 | SDR | 55.5 | 0 | 0 | 70.176 | 52 | 1 |  | 2037 | 0 | 0 | 0 | 0 | 0 | 0 |  |  |  | 0 | 0 | 0 | 0 | 0 | 0 | 70.176 | 70.176 | 70.176 | 70.176 | 70.176 | 350.88 | 52 | 52 | 52 | 52 | 52 | 260 | 1540 |  | 0
0 | MANICA | SP | GURO | CS Mandie | Refrigerator | PQS_refr | Vestfrost | VLS 056 RF SDD |  | Solar | 2022 | Functioning well |  |  |  |  | CCE not to replace |  | CCEOP1 | 2023-02-28 | Sousa Ribe | PQS E003/092 | SDRF | 36 | 34.3 | 0 | 116.04 | 52 | 1 |  | 2037 | 0 | 0 | 0 | 0 | 0 | 0 |  |  |  | 0 | 0 | 0 | 0 | 0 | 0 | 116.04 | 116.04 | 116.04 | 116.04 | 116.04 | 580.2 | 52 | 52 | 52 | 52 | 52 | 260 | 1541 |  | 0
0 | MANICA | SP | GURO | CS Mungari | Refrigerator | PQS_refr | Vestfrost | VLS 056 RF SDD |  | Solar | 2022 | Functioning well |  |  |  |  | CCE not to replace |  | CCEOP1 | 2023-02-28 | Sousa Ribe | PQS E003/092 | SDRF | 36 | 34.3 | 0 | 116.04 | 52 | 1 |  | 2037 | 0 | 0 | 0 | 0 | 0 | 0 |  |  |  | 0 | 0 | 0 | 0 | 0 | 0 | 116.04 | 116.04 | 116.04 | 116.04 | 116.04 | 580.2 | 52 | 52 | 52 | 52 | 52 | 260 | 1542 |  | 0
0 | MANICA | SP | GURO | CS Nhamassonge | Refrigerator | PQS_refr | Vestfrost | VLS 056 RF SDD |  | Solar | 2022 | Functioning well |  |  |  |  | CCE not to replace |  | CCEOP1 | 2023-02-28 | Sousa Ribe | PQS E003/092 | SDRF | 36 | 34.3 | 0 | 116.04 | 52 | 1 |  | 2037 | 0 | 0 | 0 | 0 | 0 | 0 |  |  |  | 0 | 0 | 0 | 0 | 0 | 0 | 116.04 | 116.04 | 116.04 | 116.04 | 116.04 | 580.2 | 52 | 52 | 52 | 52 | 52 | 260 | 1543 |  | 0
0 | MANICA | SP | GURO | CS Nhansana | Refrigerator | PQS_refr | Vestfrost | VLS 056 RF SDD |  | Solar | 2022 | Functioning well |  |  |  |  | CCE not to replace |  | CCEOP1 | 2023-02-28 | Sousa Ribe | PQS E003/092 | SDRF | 36 | 34.3 | 0 | 116.04 | 52 | 1 |  | 2037 | 0 | 0 | 0 | 0 | 0 | 0 |  |  |  | 0 | 0 | 0 | 0 | 0 | 0 | 116.04 | 116.04 | 116.04 | 116.04 | 116.04 | 580.2 | 52 | 52 | 52 | 52 | 52 | 260 | 1544 |  | 0
0 | MANICA | SP | GURO | CS Thanda | Refrigerator | PQS_refr | Vestfrost | VLS 054A SDD Greenline |  | Solar | 2022 | Functioning well |  |  |  |  | CCE not to replace |  | CCEOP1 | 2023-02-28 | Sousa Ribe | PQS E003/106 | SDR | 55.5 | 0 | 0 | 70.176 | 52 | 1 |  | 2037 | 0 | 0 | 0 | 0 | 0 | 0 |  |  |  | 0 | 0 | 0 | 0 | 0 | 0 | 70.176 | 70.176 | 70.176 | 70.176 | 70.176 | 350.88 | 52 | 52 | 52 | 52 | 52 | 260 | 1545 |  | 0
0 | MANICA | SP | GURO | CS Tshecha | Refrigerator | PQS_refr | Vestfrost | VLS 056 RF SDD |  | Solar | 2022 | Functioning well |  |  |  |  | CCE not to replace |  | CCEOP1 | 2023-02-28 | Sousa Ribe | PQS E003/092 | SDRF | 36 | 34.3 | 0 | 116.04 | 52 | 1 |  | 2037 | 0 | 0 | 0 | 0 | 0 | 0 |  |  |  | 0 | 0 | 0 | 0 | 0 | 0 | 116.04 | 116.04 | 116.04 | 116.04 | 116.04 | 580.2 | 52 | 52 | 52 | 52 | 52 | 260 | 1546 |  | 0
0 | MANICA | SP | GURO | Centro de saúde de Catize | Refrigerator | PQS_refr | Vestfrost | VLS 054A SDD Greenline |  | Solar | 2022 | Functioning well |  |  |  |  | CCE not to replace |  | CCEOP1 | 2023-02-28 | Sousa Ribe | PQS E003/106 | SDR | 55.5 | 0 | 0 | 70.176 | 52 | 1 |  | 2037 | 0 | 0 | 0 | 0 | 0 | 0 |  |  |  | 0 | 0 | 0 | 0 | 0 | 0 | 70.176 | 70.176 | 70.176 | 70.176 | 70.176 | 350.88 | 52 | 52 | 52 | 52 | 52 | 260 | 1547 |  | 0
0 | MANICA | LD | TAMBARA | Depósito D. TAMBARA | Refrigerator | PQS_refr | Vestfrost | VLS 056 RF SDD |  | Solar | 2019 | Functioning well |  |  |  |  | CCE not to replace |  |  | 2023-02-28 | Sousa Ribe | PQS E003/092 | SDRF | 36 | 34.3 | 0 | 116.04 | 52 | 4 |  | 2034 | 0 | 0 | 0 | 0 | 0 | 0 |  |  |  | 0 | 0 | 0 | 0 | 0 | 0 | 116.04 | 116.04 | 116.04 | 116.04 | 116.04 | 580.2 | 52 | 52 | 52 | 52 | 52 | 260 | 1548 |  | 0
0 | MANICA | SP | TAMBARA | CS Nhacafula | Refrigerator | PQS_refr | Vestfrost | VLS 056 RF SDD |  | Solar | 2022 | Functioning well |  |  |  |  | CCE not to replace |  | CCEOP1 | 2023-02-28 | Sousa Ribe | PQS E003/092 | SDRF | 36 | 34.3 | 0 | 116.04 | 52 | 1 |  | 2037 | 0 | 0 | 0 | 0 | 0 | 0 |  |  |  | 0 | 0 | 0 | 0 | 0 | 0 | 116.04 | 116.04 | 116.04 | 116.04 | 116.04 | 580.2 | 52 | 52 | 52 | 52 | 52 | 260 | 1549 |  | 0
0 | MANICA | SP | TAMBARA | CS Nhacalapho | Refrigerator | PQS_refr | Vestfrost | VLS 056 RF SDD |  | Solar | 2022 | Functioning well |  |  |  |  | CCE not to replace |  | CCEOP1 | 2023-02-28 | Sousa Ribe | PQS E003/092 | SDRF | 36 | 34.3 | 0 | 116.04 | 52 | 1 |  | 2037 | 0 | 0 | 0 | 0 | 0 | 0 |  |  |  | 0 | 0 | 0 | 0 | 0 | 0 | 116.04 | 116.04 | 116.04 | 116.04 | 116.04 | 580.2 | 52 | 52 | 52 | 52 | 52 | 260 | 1550 |  | 0
0 | MANICA | SP | TAMBARA | CS Sabeta | Refrigerator | PQS_refr | Vestfrost | VLS 056 RF SDD |  | Solar | 2022 | Functioning well |  |  |  |  | CCE not to replace |  | CCEOP1 | 2023-02-28 | Sousa Ribe | PQS E003/092 | SDRF | 36 | 34.3 | 0 | 116.04 | 52 | 1 |  | 2037 | 0 | 0 | 0 | 0 | 0 | 0 |  |  |  | 0 | 0 | 0 | 0 | 0 | 0 | 116.04 | 116.04 | 116.04 | 116.04 | 116.04 | 580.2 | 52 | 52 | 52 | 52 | 52 | 260 | 1551 |  | 0
0 | MANICA | SP | TAMBARA | CS Chigodore | Refrigerator | PQS_refr | Vestfrost | VLS 054A SDD Greenline |  | Solar | 2022 | Functioning well |  |  |  |  | CCE not to replace |  | CCEOP1 | 2023-02-28 | Sousa Ribe | PQS E003/106 | SDR | 55.5 | 0 | 0 | 70.176 | 52 | 1 |  | 2037 | 0 | 0 | 0 | 0 | 0 | 0 |  |  |  | 0 | 0 | 0 | 0 | 0 | 0 | 70.176 | 70.176 | 70.176 | 70.176 | 70.176 | 350.88 | 52 | 52 | 52 | 52 | 52 | 260 | 1552 |  | 0
0 | MANICA | SP | TAMBARA | CS de Mucombezi | Refrigerator | PQS_refr | Vestfrost | VLS 054A SDD Greenline |  | Solar | 2022 | Functioning well |  |  |  |  | CCE not to replace |  | CCEOP1 | 2023-02-28 | Sousa Ribe | PQS E003/106 | SDR | 55.5 | 0 | 0 | 70.176 | 52 | 1 |  | 2037 | 0 | 0 | 0 | 0 | 0 | 0 |  |  |  | 0 | 0 | 0 | 0 | 0 | 0 | 70.176 | 70.176 | 70.176 | 70.176 | 70.176 | 350.88 | 52 | 52 | 52 | 52 | 52 | 260 | 1553 |  | 0
0 | MANICA | SP | TAMBARA | CS de Mucombezi | Refrigerator | PQS_refr | Vestfrost | VLS 056 RF SDD |  | Solar | 2019 | Functioning well |  |  |  |  | CCE not to replace |  |  | 2023-02-28 | Sousa Ribe | PQS E003/092 | SDRF | 36 | 34.3 | 0 | 116.04 | 52 | 4 |  | 2034 | 0 | 0 | 0 | 0 | 0 | 0 |  |  |  | 0 | 0 | 0 | 0 | 0 | 0 | 116.04 | 116.04 | 116.04 | 116.04 | 116.04 | 580.2 | 52 | 52 | 52 | 52 | 52 | 260 | 1554 |  | 0
0 | MAPUTO CIDADE | SN1 | MAPUTO CIDADE | Armazém Provincial de Vacinas de Maputo Cidade | WICR | WICFR | Porkka | WICR-30m3 |  | Electricity | 2020 | Functioning well |  |  |  |  | CCE not to replace |  |  | 2023-03-30 | Sousa Ribe | WICFR | WICR-30 | 7692.3077 | 0 | 0 | 535.5 | 2956.8 | 3 |  | 2035 | 0 | 0 | 0 | 0 | 0 | 0 |  |  |  | 0 | 0 | 0 | 0 | 0 | 0 | 535.5 | 535.5 | 535.5 | 535.5 | 535.5 | 2677.5 | 2956.8 | 2956.8 | 2956.8 | 2956.8 | 2956.8 | 14784 |  |  | 0
0 | MAPUTO CIDADE | SN1 | MAPUTO CIDADE | Armazém Provincial de Vacinas de Maputo Cidade | WICR | WICFR | Porkka | WICR-30m3 |  | Electricity | 2020 | Functioning well |  |  |  |  | CCE not to replace |  |  | 2023-03-30 | Sousa Ribe | WICFR | WICR-30 | 7692.3077 | 0 | 0 | 535.5 | 2956.8 | 3 |  | 2035 | 0 | 0 | 0 | 0 | 0 | 0 |  |  |  | 0 | 0 | 0 | 0 | 0 | 0 | 535.5 | 535.5 | 535.5 | 535.5 | 535.5 | 2677.5 | 2956.8 | 2956.8 | 2956.8 | 2956.8 | 2956.8 | 14784 |  |  | 0
0 | MAPUTO CIDADE | SN1 | MAPUTO CIDADE | Armazém Provincial de Vacinas de Maputo Cidade | WICR | WICFR | Porkka | WICR-30m3 |  | Electricity | 2020 | Functioning well |  |  |  |  | CCE not to replace |  |  | 2023-03-30 | Sousa Ribe | WICFR | WICR-30 | 7692.3077 | 0 | 0 | 535.5 | 2956.8 | 3 |  | 2035 | 0 | 0 | 0 | 0 | 0 | 0 |  |  |  | 0 | 0 | 0 | 0 | 0 | 0 | 535.5 | 535.5 | 535.5 | 535.5 | 535.5 | 2677.5 | 2956.8 | 2956.8 | 2956.8 | 2956.8 | 2956.8 | 14784 |  |  | 0
0 | MAPUTO CIDADE | SN1 | MAPUTO CIDADE | Armazém Provincial de Vacinas de Maputo Cidade | WICR | WICFR | Porkka | WICR-30m3 |  | Electricity | 2020 | Functioning well |  |  |  |  | CCE not to replace |  |  | 2023-03-30 | Sousa Ribe | WICFR | WICR-30 | 7692.3077 | 0 | 0 | 535.5 | 2956.8 | 3 |  | 2035 | 0 | 0 | 0 | 0 | 0 | 0 |  |  |  | 0 | 0 | 0 | 0 | 0 | 0 | 535.5 | 535.5 | 535.5 | 535.5 | 535.5 | 2677.5 | 2956.8 | 2956.8 | 2956.8 | 2956.8 | 2956.8 | 14784 |  |  | 0
0 | MAPUTO CIDADE | SN1 | MAPUTO CIDADE | Armazém Provincial de Vacinas de Maputo Cidade | Freezer | PQS_freezer | Vestfrost | MF 314 |  | Electricity | 2020 | Functioning well |  |  |  |  | CCE not to replace |  | CCEOP1 | 2023-03-30 | Sousa Ribe | PQS E003/023 | VWPF | 0 | 281 | 0 | 13.752 | 253.8 | 3 |  | 2035 | 0 | 0 | 0 | 0 | 0 | 0 |  |  |  | 0 | 0 | 0 | 0 | 0 | 0 | 13.752 | 13.752 | 13.752 | 13.752 | 13.752 | 68.76 | 253.8 | 253.8 | 253.8 | 253.8 | 253.8 | 1269 |  |  | 0
0 | MAPUTO CIDADE | SN1 | MAPUTO CIDADE | Armazém Provincial de Vacinas de Maputo Cidade | Freezer | PQS_freezer | Vestfrost | MF 314 |  | Electricity | 2020 | Functioning well |  |  |  |  | CCE not to replace |  | CCEOP1 | 2023-03-30 | Sousa Ribe | PQS E003/023 | VWPF | 0 | 281 | 0 | 13.752 | 253.8 | 3 |  | 2035 | 0 | 0 | 0 | 0 | 0 | 0 |  |  |  | 0 | 0 | 0 | 0 | 0 | 0 | 13.752 | 13.752 | 13.752 | 13.752 | 13.752 | 68.76 | 253.8 | 253.8 | 253.8 | 253.8 | 253.8 | 1269 |  |  | 0
0 | MAPUTO CIDADE | SN1 | MAPUTO CIDADE | Armazém Provincial de Vacinas de Maputo Cidade | Refrigerator | PQS_refr | Vestfrost | VLS 404A AC |  | Electricity | 2020 | Functioning well |  |  |  |  | CCE not to replace |  | CCEOP1 | 2023-03-30 | Sousa Ribe | PQS E003/112 | ILR | 145 | 0 | 0 | 25.08 | 41.4 | 3 |  | 2035 | 0 | 0 | 0 | 0 | 0 | 0 |  |  |  | 0 | 0 | 0 | 0 | 0 | 0 | 25.08 | 25.08 | 25.08 | 25.08 | 25.08 | 125.4 | 41.4 | 41.4 | 41.4 | 41.4 | 41.4 | 207 |  |  | 0
0 | MAPUTO CIDADE | SN1 | MAPUTO CIDADE | Armazém Provincial de Vacinas de Maputo Cidade | Refrigerator | PQS_refr | B Medical Systems Sarl (Dometic) | TCW 80 AC |  | Electricity | 2020 | Functioning well |  |  |  |  | CCE not to replace |  | CCEOP1 | 2023-03-30 | Sousa Ribe | PQS E003/101 | ILR | 80.5 | 0 | 0 | 71.808 | 69.6 | 3 |  | 2035 | 0 | 0 | 0 | 0 | 0 | 0 |  |  |  | 0 | 0 | 0 | 0 | 0 | 0 | 71.808 | 71.808 | 71.808 | 71.808 | 71.808 | 359.04 | 69.6 | 69.6 | 69.6 | 69.6 | 69.6 | 348 |  |  | 0
0 | MAPUTO CIDADE | SN1 | MAPUTO CIDADE | Armazém Provincial de Vacinas de Maputo Cidade | Refrigerator | PQS_refr | B Medical Systems Sarl (Dometic) | TCW 80 AC |  | Electricity | 2020 | Functioning well |  |  |  |  | CCE not to replace |  | CCEOP1 | 2023-03-30 | Sousa Ribe | PQS E003/101 | ILR | 80.5 | 0 | 0 | 71.808 | 69.6 | 3 |  | 2035 | 0 | 0 | 0 | 0 | 0 | 0 |  |  |  | 0 | 0 | 0 | 0 | 0 | 0 | 71.808 | 71.808 | 71.808 | 71.808 | 71.808 | 359.04 | 69.6 | 69.6 | 69.6 | 69.6 | 69.6 | 348 |  |  | 0
0 | MAPUTO CIDADE | LD | KHAMPFUMO | Depósito D. KHAMPFUMO | Refrigerator | PQS_refr | Vestfrost | VLS 404A AC |  | Electricity | 2020 | Functioning well |  |  |  |  | CCE not to replace |  | CCEOP1 | 2023-03-30 | Sousa Ribe | PQS E003/112 | ILR | 145 | 0 | 0 | 25.08 | 41.4 | 3 |  | 2035 | 0 | 0 | 0 | 0 | 0 | 0 |  |  |  | 0 | 0 | 0 | 0 | 0 | 0 | 25.08 | 25.08 | 25.08 | 25.08 | 25.08 | 125.4 | 41.4 | 41.4 | 41.4 | 41.4 | 41.4 | 207 | 1564 |  | 0
0 | MAPUTO CIDADE | SP | KHAMPFUMO | Alto-Maé | Refrigerator | PQS_refr | B Medical Systems Sarl (Dometic) | TCW 80 AC |  | Electricity | 2020 | Functioning well |  |  |  |  | CCE not to replace |  | CCEOP1 | 2023-03-30 | Sousa Ribe | PQS E003/101 | ILR | 80.5 | 0 | 0 | 71.808 | 69.6 | 3 |  | 2035 | 0 | 0 | 0 | 0 | 0 | 0 |  |  |  | 0 | 0 | 0 | 0 | 0 | 0 | 71.808 | 71.808 | 71.808 | 71.808 | 71.808 | 359.04 | 69.6 | 69.6 | 69.6 | 69.6 | 69.6 | 348 | 1565 |  | 0
0 | MAPUTO CIDADE | SP | KHAMPFUMO | HOSPITAL CENTRAL | Refrigerator | PQS_refr | Vestfrost | VLS 404A AC |  | Electricity | 2020 | Functioning well |  |  |  |  | CCE not to replace |  | CCEOP1 | 2023-03-30 | Sousa Ribe | PQS E003/112 | ILR | 145 | 0 | 0 | 25.08 | 41.4 | 3 |  | 2035 | 0 | 0 | 0 | 0 | 0 | 0 |  |  |  | 0 | 0 | 0 | 0 | 0 | 0 | 25.08 | 25.08 | 25.08 | 25.08 | 25.08 | 125.4 | 41.4 | 41.4 | 41.4 | 41.4 | 41.4 | 207 | 1566 |  | 0
0 | MAPUTO CIDADE | SP | KHAMPFUMO | HOSPITAL CENTRAL | Refrigerator | PQS_refr | B Medical Systems Sarl (Dometic) | TCW 80 AC |  | Electricity | 2020 | Functioning well |  |  |  |  | CCE not to replace |  | CCEOP1 | 2023-03-30 | Sousa Ribe | PQS E003/101 | ILR | 80.5 | 0 | 0 | 71.808 | 69.6 | 3 |  | 2035 | 0 | 0 | 0 | 0 | 0 | 0 |  |  |  | 0 | 0 | 0 | 0 | 0 | 0 | 71.808 | 71.808 | 71.808 | 71.808 | 71.808 | 359.04 | 69.6 | 69.6 | 69.6 | 69.6 | 69.6 | 348 | 1567 |  | 0
0 | MAPUTO CIDADE | SP | KHAMPFUMO | Hospital Militar de Maputo | Refrigerator | PQS_refr | B Medical Systems Sarl (Dometic) | TCW 80 AC |  | Electricity | 2020 | Functioning well |  |  |  |  | CCE not to replace |  | CCEOP1 | 2023-03-30 | Sousa Ribe | PQS E003/101 | ILR | 80.5 | 0 | 0 | 71.808 | 69.6 | 3 |  | 2035 | 0 | 0 | 0 | 0 | 0 | 0 |  |  |  | 0 | 0 | 0 | 0 | 0 | 0 | 71.808 | 71.808 | 71.808 | 71.808 | 71.808 | 359.04 | 69.6 | 69.6 | 69.6 | 69.6 | 69.6 | 348 | 1568 |  | 0
0 | MAPUTO CIDADE | SP | KHAMPFUMO | Malhangalene | Refrigerator | PQS_refr | Vestfrost | VLS 404A AC |  | Electricity | 2020 | Functioning well |  |  |  |  | CCE not to replace |  | CCEOP1 | 2023-03-30 | Sousa Ribe | PQS E003/112 | ILR | 145 | 0 | 0 | 25.08 | 41.4 | 3 |  | 2035 | 0 | 0 | 0 | 0 | 0 | 0 |  |  |  | 0 | 0 | 0 | 0 | 0 | 0 | 25.08 | 25.08 | 25.08 | 25.08 | 25.08 | 125.4 | 41.4 | 41.4 | 41.4 | 41.4 | 41.4 | 207 | 1569 |  | 0
0 | MAPUTO CIDADE | SP | KHAMPFUMO | Maxaquene Anexo | Refrigerator | PQS_refr | B Medical Systems Sarl (Dometic) | TCW 80 AC |  | Electricity | 2020 | Functioning well |  |  |  |  | CCE not to replace |  | CCEOP1 | 2023-03-30 | Sousa Ribe | PQS E003/101 | ILR | 80.5 | 0 | 0 | 71.808 | 69.6 | 3 |  | 2035 | 0 | 0 | 0 | 0 | 0 | 0 |  |  |  | 0 | 0 | 0 | 0 | 0 | 0 | 71.808 | 71.808 | 71.808 | 71.808 | 71.808 | 359.04 | 69.6 | 69.6 | 69.6 | 69.6 | 69.6 | 348 | 1570 |  | 0
0 | MAPUTO CIDADE | SP | KHAMPFUMO | Polana Cimento | Refrigerator | PQS_refr | B Medical Systems Sarl (Dometic) | TCW 80 AC |  | Electricity | 2021 | Functioning well |  |  |  |  | CCE not to replace |  | CCEOP1 | 2023-03-30 | Sousa Ribe | PQS E003/101 | ILR | 80.5 | 0 | 0 | 71.808 | 69.6 | 2 |  | 2036 | 0 | 0 | 0 | 0 | 0 | 0 |  |  |  | 0 | 0 | 0 | 0 | 0 | 0 | 71.808 | 71.808 | 71.808 | 71.808 | 71.808 | 359.04 | 69.6 | 69.6 | 69.6 | 69.6 | 69.6 | 348 | 1571 |  | 0
0 | MAPUTO CIDADE | SP | KHAMPFUMO | Porto | Refrigerator | PQS_refr | Vestfrost | VLS 404A AC |  | Electricity | 2021 | Functioning well |  |  |  |  | CCE not to replace |  | CCEOP1 | 2023-03-30 | Sousa Ribe | PQS E003/112 | ILR | 145 | 0 | 0 | 25.08 | 41.4 | 2 |  | 2036 | 0 | 0 | 0 | 0 | 0 | 0 |  |  |  | 0 | 0 | 0 | 0 | 0 | 0 | 25.08 | 25.08 | 25.08 | 25.08 | 25.08 | 125.4 | 41.4 | 41.4 | 41.4 | 41.4 | 41.4 | 207 | 1572 |  | 0
0 | MAPUTO CIDADE | LD | NLHAMANKULU | Depósito D. NLHAMANKULU | Refrigerator | PQS_refr | B Medical Systems Sarl (Dometic) | TCW 80 AC |  | Electricity | 2021 | Functioning well |  |  |  |  | CCE not to replace |  | CCEOP1 | 2023-03-30 | Sousa Ribe | PQS E003/101 | ILR | 80.5 | 0 | 0 | 71.808 | 69.6 | 2 |  | 2036 | 0 | 0 | 0 | 0 | 0 | 0 |  |  |  | 0 | 0 | 0 | 0 | 0 | 0 | 71.808 | 71.808 | 71.808 | 71.808 | 71.808 | 359.04 | 69.6 | 69.6 | 69.6 | 69.6 | 69.6 | 348 | 1573 |  | 0
0 | MAPUTO CIDADE | LD | NLHAMANKULU | Depósito D. NLHAMANKULU | Refrigerator | PQS_refr | Vestfrost | VLS 404A AC |  | Electricity | 2021 | Functioning well |  |  |  |  | CCE not to replace |  | CCEOP1 | 2023-03-30 | Sousa Ribe | PQS E003/112 | ILR | 145 | 0 | 0 | 25.08 | 41.4 | 2 |  | 2036 | 0 | 0 | 0 | 0 | 0 | 0 |  |  |  | 0 | 0 | 0 | 0 | 0 | 0 | 25.08 | 25.08 | 25.08 | 25.08 | 25.08 | 125.4 | 41.4 | 41.4 | 41.4 | 41.4 | 41.4 | 207 | 1574 |  | 0
0 | MAPUTO CIDADE | SP | NLHAMANKULU | Chamanculo | Refrigerator | PQS_refr | B Medical Systems Sarl (Dometic) | TCW 80 AC |  | Electricity | 2021 | Functioning well |  |  |  |  | CCE not to replace |  | CCEOP1 | 2023-03-30 | Sousa Ribe | PQS E003/101 | ILR | 80.5 | 0 | 0 | 71.808 | 69.6 | 2 |  | 2036 | 0 | 0 | 0 | 0 | 0 | 0 |  |  |  | 0 | 0 | 0 | 0 | 0 | 0 | 71.808 | 71.808 | 71.808 | 71.808 | 71.808 | 359.04 | 69.6 | 69.6 | 69.6 | 69.6 | 69.6 | 348 | 1575 |  | 0
0 | MAPUTO CIDADE | SP | NLHAMANKULU | Chamanculo | Refrigerator | PQS_refr | Vestfrost | VLS 404A AC |  | Electricity | 2021 | Functioning well |  |  |  |  | CCE not to replace |  | CCEOP1 | 2023-03-30 | Sousa Ribe | PQS E003/112 | ILR | 145 | 0 | 0 | 25.08 | 41.4 | 2 |  | 2036 | 0 | 0 | 0 | 0 | 0 | 0 |  |  |  | 0 | 0 | 0 | 0 | 0 | 0 | 25.08 | 25.08 | 25.08 | 25.08 | 25.08 | 125.4 | 41.4 | 41.4 | 41.4 | 41.4 | 41.4 | 207 | 1576 |  | 0
0 | MAPUTO CIDADE | SP | NLHAMANKULU | José Macamo | Refrigerator | PQS_refr | B Medical Systems Sarl (Dometic) | TCW 80 AC |  | Electricity | 2021 | Functioning well |  |  |  |  | CCE not to replace |  | CCEOP1 | 2023-03-30 | Sousa Ribe | PQS E003/101 | ILR | 80.5 | 0 | 0 | 71.808 | 69.6 | 2 |  | 2036 | 0 | 0 | 0 | 0 | 0 | 0 |  |  |  | 0 | 0 | 0 | 0 | 0 | 0 | 71.808 | 71.808 | 71.808 | 71.808 | 71.808 | 359.04 | 69.6 | 69.6 | 69.6 | 69.6 | 69.6 | 348 | 1577 |  | 0
0 | MAPUTO CIDADE | SP | NLHAMANKULU | Posto 14 | Refrigerator | PQS_refr | Vestfrost | VLS 404A AC |  | Electricity | 2021 | Functioning well |  |  |  |  | CCE not to replace |  | CCEOP1 | 2023-03-30 | Sousa Ribe | PQS E003/112 | ILR | 145 | 0 | 0 | 25.08 | 41.4 | 2 |  | 2036 | 0 | 0 | 0 | 0 | 0 | 0 |  |  |  | 0 | 0 | 0 | 0 | 0 | 0 | 25.08 | 25.08 | 25.08 | 25.08 | 25.08 | 125.4 | 41.4 | 41.4 | 41.4 | 41.4 | 41.4 | 207 | 1578 |  | 0
0 | MAPUTO CIDADE | SP | NLHAMANKULU | Xipamanine | Refrigerator | PQS_refr | B Medical Systems Sarl (Dometic) | TCW 80 AC |  | Electricity | 2021 | Functioning well |  |  |  |  | CCE not to replace |  | CCEOP1 | 2023-03-30 | Sousa Ribe | PQS E003/101 | ILR | 80.5 | 0 | 0 | 71.808 | 69.6 | 2 |  | 2036 | 0 | 0 | 0 | 0 | 0 | 0 |  |  |  | 0 | 0 | 0 | 0 | 0 | 0 | 71.808 | 71.808 | 71.808 | 71.808 | 71.808 | 359.04 | 69.6 | 69.6 | 69.6 | 69.6 | 69.6 | 348 | 1579 |  | 0
0 | MAPUTO CIDADE | LD | KAMAXAQUENE | Depósito D. KAMAXAQUENE | Refrigerator | PQS_refr | Vestfrost | VLS 404A AC |  | Electricity | 2021 | Functioning well |  |  |  |  | CCE not to replace |  | CCEOP1 | 2023-03-30 | Sousa Ribe | PQS E003/112 | ILR | 145 | 0 | 0 | 25.08 | 41.4 | 2 |  | 2036 | 0 | 0 | 0 | 0 | 0 | 0 |  |  |  | 0 | 0 | 0 | 0 | 0 | 0 | 25.08 | 25.08 | 25.08 | 25.08 | 25.08 | 125.4 | 41.4 | 41.4 | 41.4 | 41.4 | 41.4 | 207 | 1580 |  | 0
0 | MAPUTO CIDADE | SP | KAMAXAQUENE | 1 de Maio | Refrigerator | PQS_refr | B Medical Systems Sarl (Dometic) | TCW 80 AC |  | Electricity | 2021 | Functioning well |  |  |  |  | CCE not to replace |  | CCEOP1 | 2023-03-30 | Sousa Ribe | PQS E003/101 | ILR | 80.5 | 0 | 0 | 71.808 | 69.6 | 2 |  | 2036 | 0 | 0 | 0 | 0 | 0 | 0 |  |  |  | 0 | 0 | 0 | 0 | 0 | 0 | 71.808 | 71.808 | 71.808 | 71.808 | 71.808 | 359.04 | 69.6 | 69.6 | 69.6 | 69.6 | 69.6 | 348 | 1581 |  | 0
0 | MAPUTO CIDADE | SP | KAMAXAQUENE | Polana Caniço | Refrigerator | PQS_refr | Vestfrost | VLS 404A AC |  | Electricity | 2021 | Functioning well |  |  |  |  | CCE not to replace |  | CCEOP1 | 2023-03-30 | Sousa Ribe | PQS E003/112 | ILR | 145 | 0 | 0 | 25.08 | 41.4 | 2 |  | 2036 | 0 | 0 | 0 | 0 | 0 | 0 |  |  |  | 0 | 0 | 0 | 0 | 0 | 0 | 25.08 | 25.08 | 25.08 | 25.08 | 25.08 | 125.4 | 41.4 | 41.4 | 41.4 | 41.4 | 41.4 | 207 | 1582 |  | 0
0 | MAPUTO CIDADE | SP | KAMAXAQUENE | Polana Caniço | Refrigerator | PQS_refr | Vestfrost | VLS 404A AC |  | Electricity | 2021 | Functioning well |  |  |  |  | CCE not to replace |  | CCEOP1 | 2023-03-30 | Sousa Ribe | PQS E003/112 | ILR | 145 | 0 | 0 | 25.08 | 41.4 | 2 |  | 2036 | 0 | 0 | 0 | 0 | 0 | 0 |  |  |  | 0 | 0 | 0 | 0 | 0 | 0 | 25.08 | 25.08 | 25.08 | 25.08 | 25.08 | 125.4 | 41.4 | 41.4 | 41.4 | 41.4 | 41.4 | 207 | 1583 |  | 0
0 | MAPUTO CIDADE | LD | KAMAVOTA | Depósito D. KAMAVOTA | Refrigerator | PQS_refr | B Medical Systems Sarl (Dometic) | TCW 80 AC |  | Electricity | 2021 | Functioning well |  |  |  |  | CCE not to replace |  | CCEOP1 | 2023-03-30 | Sousa Ribe | PQS E003/101 | ILR | 80.5 | 0 | 0 | 71.808 | 69.6 | 2 |  | 2036 | 0 | 0 | 0 | 0 | 0 | 0 |  |  |  | 0 | 0 | 0 | 0 | 0 | 0 | 71.808 | 71.808 | 71.808 | 71.808 | 71.808 | 359.04 | 69.6 | 69.6 | 69.6 | 69.6 | 69.6 | 348 | 1584 |  | 0
0 | MAPUTO CIDADE | SP | KAMAVOTA | 1 de Junho | Refrigerator | PQS_refr | Vestfrost | VLS 404A AC |  | Electricity | 2021 | Functioning well |  |  |  |  | CCE not to replace |  | CCEOP1 | 2023-03-30 | Sousa Ribe | PQS E003/112 | ILR | 145 | 0 | 0 | 25.08 | 41.4 | 2 |  | 2036 | 0 | 0 | 0 | 0 | 0 | 0 |  |  |  | 0 | 0 | 0 | 0 | 0 | 0 | 25.08 | 25.08 | 25.08 | 25.08 | 25.08 | 125.4 | 41.4 | 41.4 | 41.4 | 41.4 | 41.4 | 207 | 1585 |  | 0
0 | MAPUTO CIDADE | SP | KAMAVOTA | Albazine | Refrigerator | PQS_refr | B Medical Systems Sarl (Dometic) | TCW 80 AC |  | Electricity | 2021 | Functioning well |  |  |  |  | CCE not to replace |  | CCEOP1 | 2023-03-30 | Sousa Ribe | PQS E003/101 | ILR | 80.5 | 0 | 0 | 71.808 | 69.6 | 2 |  | 2036 | 0 | 0 | 0 | 0 | 0 | 0 |  |  |  | 0 | 0 | 0 | 0 | 0 | 0 | 71.808 | 71.808 | 71.808 | 71.808 | 71.808 | 359.04 | 69.6 | 69.6 | 69.6 | 69.6 | 69.6 | 348 | 1586 |  | 0
0 | MAPUTO CIDADE | SP | KAMAVOTA | Hulene | Refrigerator | PQS_refr | B Medical Systems Sarl (Dometic) | TCW 80 AC |  | Electricity | 2021 | Functioning well |  |  |  |  | CCE not to replace |  | CCEOP1 | 2023-03-30 | Sousa Ribe | PQS E003/101 | ILR | 80.5 | 0 | 0 | 71.808 | 69.6 | 2 |  | 2036 | 0 | 0 | 0 | 0 | 0 | 0 |  |  |  | 0 | 0 | 0 | 0 | 0 | 0 | 71.808 | 71.808 | 71.808 | 71.808 | 71.808 | 359.04 | 69.6 | 69.6 | 69.6 | 69.6 | 69.6 | 348 | 1587 |  | 0
0 | MAPUTO CIDADE | SP | KAMAVOTA | Mavalane | Refrigerator | PQS_refr | B Medical Systems Sarl (Dometic) | TCW 80 AC |  | Electricity | 2021 | Functioning well |  |  |  |  | CCE not to replace |  | CCEOP1 | 2023-03-30 | Sousa Ribe | PQS E003/101 | ILR | 80.5 | 0 | 0 | 71.808 | 69.6 | 2 |  | 2036 | 0 | 0 | 0 | 0 | 0 | 0 |  |  |  | 0 | 0 | 0 | 0 | 0 | 0 | 71.808 | 71.808 | 71.808 | 71.808 | 71.808 | 359.04 | 69.6 | 69.6 | 69.6 | 69.6 | 69.6 | 348 | 1588 |  | 0
0 | MAPUTO CIDADE | SP | KAMAVOTA | Pescadores | Refrigerator | PQS_refr | B Medical Systems Sarl (Dometic) | TCW 80 AC |  | Electricity | 2021 | Functioning well |  |  |  |  | CCE not to replace |  | CCEOP1 | 2023-03-30 | Sousa Ribe | PQS E003/101 | ILR | 80.5 | 0 | 0 | 71.808 | 69.6 | 2 |  | 2036 | 0 | 0 | 0 | 0 | 0 | 0 |  |  |  | 0 | 0 | 0 | 0 | 0 | 0 | 71.808 | 71.808 | 71.808 | 71.808 | 71.808 | 359.04 | 69.6 | 69.6 | 69.6 | 69.6 | 69.6 | 348 | 1589 |  | 0
0 | MAPUTO CIDADE | SP | KAMAVOTA | Romão | Refrigerator | PQS_refr | B Medical Systems Sarl (Dometic) | TCW 80 AC |  | Electricity | 2021 | Functioning well |  |  |  |  | CCE not to replace |  | CCEOP1 | 2023-03-30 | Sousa Ribe | PQS E003/101 | ILR | 80.5 | 0 | 0 | 71.808 | 69.6 | 2 |  | 2036 | 0 | 0 | 0 | 0 | 0 | 0 |  |  |  | 0 | 0 | 0 | 0 | 0 | 0 | 71.808 | 71.808 | 71.808 | 71.808 | 71.808 | 359.04 | 69.6 | 69.6 | 69.6 | 69.6 | 69.6 | 348 | 1590 |  | 0
0 | MAPUTO CIDADE | SP | KAMAVOTA | Chiango | Refrigerator | PQS_refr | B Medical Systems Sarl (Dometic) | TCW 80 AC |  | Electricity | 2021 | Functioning well |  |  |  |  | CCE not to replace |  | CCEOP1 | 2023-03-30 | Sousa Ribe | PQS E003/101 | ILR | 80.5 | 0 | 0 | 71.808 | 69.6 | 2 |  | 2036 | 0 | 0 | 0 | 0 | 0 | 0 |  |  |  | 0 | 0 | 0 | 0 | 0 | 0 | 71.808 | 71.808 | 71.808 | 71.808 | 71.808 | 359.04 | 69.6 | 69.6 | 69.6 | 69.6 | 69.6 | 348 | 1591 |  | 0
0 | MAPUTO CIDADE | LD | KAMABUKWANE | Depósito D. KAMABUKWANE | Refrigerator | PQS_refr | B Medical Systems Sarl (Dometic) | TCW 80 AC |  | Electricity | 2021 | Functioning well |  |  |  |  | CCE not to replace |  | CCEOP1 | 2023-03-30 | Sousa Ribe | PQS E003/101 | ILR | 80.5 | 0 | 0 | 71.808 | 69.6 | 2 |  | 2036 | 0 | 0 | 0 | 0 | 0 | 0 |  |  |  | 0 | 0 | 0 | 0 | 0 | 0 | 71.808 | 71.808 | 71.808 | 71.808 | 71.808 | 359.04 | 69.6 | 69.6 | 69.6 | 69.6 | 69.6 | 348 | 1592 |  | 0
0 | MAPUTO CIDADE | SP | KAMABUKWANE | Bagamoio | Refrigerator | PQS_refr | B Medical Systems Sarl (Dometic) | TCW 80 AC |  | Electricity | 2021 | Functioning well |  |  |  |  | CCE not to replace |  | CCEOP1 | 2023-03-30 | Sousa Ribe | PQS E003/101 | ILR | 80.5 | 0 | 0 | 71.808 | 69.6 | 2 |  | 2036 | 0 | 0 | 0 | 0 | 0 | 0 |  |  |  | 0 | 0 | 0 | 0 | 0 | 0 | 71.808 | 71.808 | 71.808 | 71.808 | 71.808 | 359.04 | 69.6 | 69.6 | 69.6 | 69.6 | 69.6 | 348 | 1593 |  | 0
0 | MAPUTO CIDADE | SP | KAMABUKWANE | Hospital psquiatrico de lnfulene | Refrigerator | PQS_refr | B Medical Systems Sarl (Dometic) | TCW 80 AC |  | Electricity | 2021 | Functioning well |  |  |  |  | CCE not to replace |  | CCEOP1 | 2023-03-30 | Sousa Ribe | PQS E003/101 | ILR | 80.5 | 0 | 0 | 71.808 | 69.6 | 2 |  | 2036 | 0 | 0 | 0 | 0 | 0 | 0 |  |  |  | 0 | 0 | 0 | 0 | 0 | 0 | 71.808 | 71.808 | 71.808 | 71.808 | 71.808 | 359.04 | 69.6 | 69.6 | 69.6 | 69.6 | 69.6 | 348 | 1594 |  | 0
0 | MAPUTO CIDADE | SP | KAMABUKWANE | Inhagoia | Refrigerator | PQS_refr | B Medical Systems Sarl (Dometic) | TCW 80 AC |  | Electricity | 2021 | Functioning well |  |  |  |  | CCE not to replace |  | CCEOP1 | 2023-03-30 | Sousa Ribe | PQS E003/101 | ILR | 80.5 | 0 | 0 | 71.808 | 69.6 | 2 |  | 2036 | 0 | 0 | 0 | 0 | 0 | 0 |  |  |  | 0 | 0 | 0 | 0 | 0 | 0 | 71.808 | 71.808 | 71.808 | 71.808 | 71.808 | 359.04 | 69.6 | 69.6 | 69.6 | 69.6 | 69.6 | 348 | 1595 |  | 0
0 | MAPUTO CIDADE | SP | KAMABUKWANE | Magoanine Mini centro | Refrigerator | PQS_refr | Vestfrost | MK 144 |  | Electricity | 2014 | Functioning well |  |  |  |  | CCE not to replace |  |  | 2023-03-30 | Sousa Ribe | PQS E003/022 | ILR | 48 | 0 | 0 | 14.736 | 138 | 9 |  | 2029 | 0 | 0 | 0 | 0 | 1 | 1 |  |  |  | 0 | 0 | 0 | 0 | #N/A | #N/A | 14.736 | 14.736 | 14.736 | 14.736 | #N/A | #N/A | 138 | 138 | 138 | 138 | #N/A | #N/A | 1596 |  | 0
0 | MAPUTO CIDADE | SP | KAMABUKWANE | Magoanine tendas | Refrigerator | PQS_refr | Vestfrost | MK 144 |  | Electricity | 2014 | Functioning well |  |  |  |  | CCE not to replace |  |  | 2023-03-30 | Sousa Ribe | PQS E003/022 | ILR | 48 | 0 | 0 | 14.736 | 138 | 9 |  | 2029 | 0 | 0 | 0 | 0 | 1 | 1 |  |  |  | 0 | 0 | 0 | 0 | #N/A | #N/A | 14.736 | 14.736 | 14.736 | 14.736 | #N/A | #N/A | 138 | 138 | 138 | 138 | #N/A | #N/A | 1597 |  | 0
0 | MAPUTO CIDADE | SP | KAMABUKWANE | Zimpeto | Refrigerator | PQS_refr | Vestfrost | MK 144 |  | Electricity | 2014 | Functioning well |  |  |  |  | CCE not to replace |  |  | 2023-03-30 | Sousa Ribe | PQS E003/022 | ILR | 48 | 0 | 0 | 14.736 | 138 | 9 |  | 2029 | 0 | 0 | 0 | 0 | 1 | 1 |  |  |  | 0 | 0 | 0 | 0 | #N/A | #N/A | 14.736 | 14.736 | 14.736 | 14.736 | #N/A | #N/A | 138 | 138 | 138 | 138 | #N/A | #N/A | 1598 |  | 0
0 | MAPUTO CIDADE | LD | KHATEMBE | Depósito D. KHATEMBE | Refrigerator | PQS_refr | B Medical Systems Sarl (Dometic) | TCW 80 AC |  | Electricity | 2021 | Functioning well |  |  |  |  | CCE not to replace |  | CCEOP1 | 2023-03-30 | Sousa Ribe | PQS E003/101 | ILR | 80.5 | 0 | 0 | 71.808 | 69.6 | 2 |  | 2036 | 0 | 0 | 0 | 0 | 0 | 0 |  |  |  | 0 | 0 | 0 | 0 | 0 | 0 | 71.808 | 71.808 | 71.808 | 71.808 | 71.808 | 359.04 | 69.6 | 69.6 | 69.6 | 69.6 | 69.6 | 348 | 1599 |  | 0
0 | MAPUTO CIDADE | SP | KHATEMBE | Catembe | Refrigerator | PQS_refr | B Medical Systems Sarl (Dometic) | TCW 80 AC |  | Electricity | 2021 | Functioning well |  |  |  |  | CCE not to replace |  | CCEOP1 | 2023-03-30 | Sousa Ribe | PQS E003/101 | ILR | 80.5 | 0 | 0 | 71.808 | 69.6 | 2 |  | 2036 | 0 | 0 | 0 | 0 | 0 | 0 |  |  |  | 0 | 0 | 0 | 0 | 0 | 0 | 71.808 | 71.808 | 71.808 | 71.808 | 71.808 | 359.04 | 69.6 | 69.6 | 69.6 | 69.6 | 69.6 | 348 | 1600 |  | 0
0 | MAPUTO CIDADE | SP | KHATEMBE | Incassane | Refrigerator | PQS_refr | B Medical Systems Sarl (Dometic) | TCW 80 AC |  | Electricity | 2021 | Functioning well |  |  |  |  | CCE not to replace |  | CCEOP1 | 2023-03-30 | Sousa Ribe | PQS E003/101 | ILR | 80.5 | 0 | 0 | 71.808 | 69.6 | 2 |  | 2036 | 0 | 0 | 0 | 0 | 0 | 0 |  |  |  | 0 | 0 | 0 | 0 | 0 | 0 | 71.808 | 71.808 | 71.808 | 71.808 | 71.808 | 359.04 | 69.6 | 69.6 | 69.6 | 69.6 | 69.6 | 348 | 1601 |  | 0
0 | MAPUTO CIDADE | SP | KHATEMBE | Mutsecua | Refrigerator | PQS_refr | B Medical Systems Sarl (Dometic) | TCW 80 AC |  | Electricity | 2021 | Functioning well |  |  |  |  | CCE not to replace |  | CCEOP1 | 2023-03-30 | Sousa Ribe | PQS E003/101 | ILR | 80.5 | 0 | 0 | 71.808 | 69.6 | 2 |  | 2036 | 0 | 0 | 0 | 0 | 0 | 0 |  |  |  | 0 | 0 | 0 | 0 | 0 | 0 | 71.808 | 71.808 | 71.808 | 71.808 | 71.808 | 359.04 | 69.6 | 69.6 | 69.6 | 69.6 | 69.6 | 348 | 1602 |  | 0
0 | MAPUTO CIDADE | SP | KHATEMBE | Shamissava | Refrigerator | PQS_refr | B Medical Systems Sarl (Dometic) | TCW 80 AC |  | Electricity | 2021 | Functioning well |  |  |  |  | CCE not to replace |  | CCEOP1 | 2023-03-30 | Sousa Ribe | PQS E003/101 | ILR | 80.5 | 0 | 0 | 71.808 | 69.6 | 2 |  | 2036 | 0 | 0 | 0 | 0 | 0 | 0 |  |  |  | 0 | 0 | 0 | 0 | 0 | 0 | 71.808 | 71.808 | 71.808 | 71.808 | 71.808 | 359.04 | 69.6 | 69.6 | 69.6 | 69.6 | 69.6 | 348 | 1603 |  | 0
0 | MAPUTO CIDADE | LD | KANYAKA | Depósito D. KANYAKA | Refrigerator | PQS_refr | B Medical Systems Sarl (Dometic) | TCW 80 AC |  | Electricity | 2021 | Functioning well |  |  |  |  | CCE not to replace |  | CCEOP1 | 2023-03-30 | Sousa Ribe | PQS E003/101 | ILR | 80.5 | 0 | 0 | 71.808 | 69.6 | 2 |  | 2036 | 0 | 0 | 0 | 0 | 0 | 0 |  |  |  | 0 | 0 | 0 | 0 | 0 | 0 | 71.808 | 71.808 | 71.808 | 71.808 | 71.808 | 359.04 | 69.6 | 69.6 | 69.6 | 69.6 | 69.6 | 348 | 1604 |  | 0
0 | MAPUTO CIDADE | SP | KANYAKA | Inguane | Refrigerator | PQS_refr | B Medical Systems Sarl (Dometic) | TCW 80 AC |  | Electricity | 2021 | Functioning well |  |  |  |  | CCE not to replace |  | CCEOP1 | 2023-03-30 | Sousa Ribe | PQS E003/101 | ILR | 80.5 | 0 | 0 | 71.808 | 69.6 | 2 |  | 2036 | 0 | 0 | 0 | 0 | 0 | 0 |  |  |  | 0 | 0 | 0 | 0 | 0 | 0 | 71.808 | 71.808 | 71.808 | 71.808 | 71.808 | 359.04 | 69.6 | 69.6 | 69.6 | 69.6 | 69.6 | 348 | 1605 |  | 0
0 | MAPUTO CIDADE | SP | KANYAKA | Inhaca Sede | Refrigerator | PQS_refr | Vestfrost | MK 144 |  | Electricity | 2014 | Functioning well |  |  |  |  | CCE not to replace |  |  | 2023-03-30 | Sousa Ribe | PQS E003/022 | ILR | 48 | 0 | 0 | 14.736 | 138 | 9 |  | 2029 | 0 | 0 | 0 | 0 | 1 | 1 |  |  |  | 0 | 0 | 0 | 0 | #N/A | #N/A | 14.736 | 14.736 | 14.736 | 14.736 | #N/A | #N/A | 138 | 138 | 138 | 138 | #N/A | #N/A | 1606 |  | 0
0 | MAPUTO CIDADE | SP | KANYAKA | Muchina | Refrigerator | PQS_refr | Vestfrost | MK 144 |  | Electricity | 2014 | Functioning well |  |  |  |  | CCE not to replace |  |  | 2023-03-30 | Sousa Ribe | PQS E003/022 | ILR | 48 | 0 | 0 | 14.736 | 138 | 9 |  | 2029 | 0 | 0 | 0 | 0 | 1 | 1 |  |  |  | 0 | 0 | 0 | 0 | #N/A | #N/A | 14.736 | 14.736 | 14.736 | 14.736 | #N/A | #N/A | 138 | 138 | 138 | 138 | #N/A | #N/A | 1607 |  | 0
0 | MAPUTO PROVÍNCIA | SN1 | MATOLA | Armazém Provincial de Vacinas de Maputo Província | WICR | WICFR | Huurre | WICR-15m3 |  | Electricity | 2021 | Functioning well |  |  |  |  | CCE not to replace |  |  | 2023-03-30 | Sousa Ribe | WICFR | WICR-15 | 4900 | 0 | 0 | 0 | 0 | 2 |  | 2036 | 0 | 0 | 0 | 0 | 0 | 0 |  |  |  | 0 | 0 | 0 | 0 | 0 | 0 | 0 | 0 | 0 | 0 | 0 | 0 | 0 | 0 | 0 | 0 | 0 | 0 |  |  | 0
0 | MAPUTO PROVÍNCIA | SN1 | MATOLA | Armazém Provincial de Vacinas de Maputo Província | WICR | WICFR | Porkka | WICR-30m3 |  | Electricity | 2023 | Functioning well |  |  |  |  | CCE not to replace |  |  | 2023-03-30 | Sousa Ribe | WICFR | WICR-30 | 7692.3077 | 0 | 0 | 535.5 | 2956.8 | 0 |  | 2038 | 0 | 0 | 0 | 0 | 0 | 0 |  |  |  | 0 | 0 | 0 | 0 | 0 | 0 | 535.5 | 535.5 | 535.5 | 535.5 | 535.5 | 2677.5 | 2956.8 | 2956.8 | 2956.8 | 2956.8 | 2956.8 | 14784 |  |  | 0
0 | MAPUTO PROVÍNCIA | SN1 | MATOLA | Armazém Provincial de Vacinas de Maputo Província | Refrigerator | PQS_refr | B Medical Systems Sarl (Dometic) | TCW 80 AC |  | Electricity | 2021 | Functioning well |  |  |  |  | CCE not to replace |  | CCEOP1 | 2023-03-30 | Sousa Ribe | PQS E003/101 | ILR | 80.5 | 0 | 0 | 71.808 | 69.6 | 2 |  | 2036 | 0 | 0 | 0 | 0 | 0 | 0 |  |  |  | 0 | 0 | 0 | 0 | 0 | 0 | 71.808 | 71.808 | 71.808 | 71.808 | 71.808 | 359.04 | 69.6 | 69.6 | 69.6 | 69.6 | 69.6 | 348 |  |  | 0
0 | MAPUTO PROVÍNCIA | SN1 | MATOLA | Armazém Provincial de Vacinas de Maputo Província | Refrigerator | PQS_refr | B Medical Systems Sarl (Dometic) | TCW 80 AC |  | Electricity | 2021 | Functioning well |  |  |  |  | CCE not to replace |  | CCEOP1 | 2023-03-30 | Sousa Ribe | PQS E003/101 | ILR | 80.5 | 0 | 0 | 71.808 | 69.6 | 2 |  | 2036 | 0 | 0 | 0 | 0 | 0 | 0 |  |  |  | 0 | 0 | 0 | 0 | 0 | 0 | 71.808 | 71.808 | 71.808 | 71.808 | 71.808 | 359.04 | 69.6 | 69.6 | 69.6 | 69.6 | 69.6 | 348 |  |  | 0
0 | MAPUTO PROVÍNCIA | SN1 | MATOLA | Armazém Provincial de Vacinas de Maputo Província | Freezer | PQS_freezer | Vestfrost | MF 314 |  | Electricity | 2021 | Functioning well |  |  |  |  | CCE not to replace |  | CCEOP1 | 2023-03-30 | Sousa Ribe | PQS E003/023 | VWPF | 0 | 281 | 0 | 13.752 | 253.8 | 2 |  | 2036 | 0 | 0 | 0 | 0 | 0 | 0 |  |  |  | 0 | 0 | 0 | 0 | 0 | 0 | 13.752 | 13.752 | 13.752 | 13.752 | 13.752 | 68.76 | 253.8 | 253.8 | 253.8 | 253.8 | 253.8 | 1269 |  |  | 0
0 | MAPUTO PROVÍNCIA | LD | MATOLA | Depósito D. MATOLA | Freezer | PQS_freezer | Vestfrost | MF 314 |  | Electricity | 2021 | Functioning well |  |  |  |  | CCE not to replace |  | CCEOP1 | 2023-03-30 | Sousa Ribe | PQS E003/023 | VWPF | 0 | 281 | 0 | 13.752 | 253.8 | 2 |  | 2036 | 0 | 0 | 0 | 0 | 0 | 0 |  |  |  | 0 | 0 | 0 | 0 | 0 | 0 | 13.752 | 13.752 | 13.752 | 13.752 | 13.752 | 68.76 | 253.8 | 253.8 | 253.8 | 253.8 | 253.8 | 1269 | 1613 |  | 0
0 | MAPUTO PROVÍNCIA | LD | MATOLA | Depósito D. MATOLA | Freezer | PQS_freezer | Vestfrost | MF 314 |  | Electricity | 2021 | Functioning well |  |  |  |  | CCE not to replace |  | CCEOP1 | 2023-03-30 | Sousa Ribe | PQS E003/023 | VWPF | 0 | 281 | 0 | 13.752 | 253.8 | 2 |  | 2036 | 0 | 0 | 0 | 0 | 0 | 0 |  |  |  | 0 | 0 | 0 | 0 | 0 | 0 | 13.752 | 13.752 | 13.752 | 13.752 | 13.752 | 68.76 | 253.8 | 253.8 | 253.8 | 253.8 | 253.8 | 1269 | 1614 |  | 0
0 | MAPUTO PROVÍNCIA | LD | MATOLA | Depósito D. MATOLA | Refrigerator | PQS_refr | B Medical Systems Sarl (Dometic) | TCW 80 AC |  | Electricity | 2021 | Functioning well |  |  |  |  | CCE not to replace |  | CCEOP1 | 2023-03-30 | Sousa Ribe | PQS E003/101 | ILR | 80.5 | 0 | 0 | 71.808 | 69.6 | 2 |  | 2036 | 0 | 0 | 0 | 0 | 0 | 0 |  |  |  | 0 | 0 | 0 | 0 | 0 | 0 | 71.808 | 71.808 | 71.808 | 71.808 | 71.808 | 359.04 | 69.6 | 69.6 | 69.6 | 69.6 | 69.6 | 348 | 1615 |  | 0
0 | MAPUTO PROVÍNCIA | LD | MATOLA | Depósito D. MATOLA | Refrigerator | PQS_refr | B Medical Systems Sarl (Dometic) | TCW 80 AC |  | Electricity | 2021 | Functioning well |  |  |  |  | CCE not to replace |  | CCEOP1 | 2023-03-30 | Sousa Ribe | PQS E003/101 | ILR | 80.5 | 0 | 0 | 71.808 | 69.6 | 2 |  | 2036 | 0 | 0 | 0 | 0 | 0 | 0 |  |  |  | 0 | 0 | 0 | 0 | 0 | 0 | 71.808 | 71.808 | 71.808 | 71.808 | 71.808 | 359.04 | 69.6 | 69.6 | 69.6 | 69.6 | 69.6 | 348 | 1616 |  | 0
0 | MAPUTO PROVÍNCIA | LD | MATOLA | Depósito D. MATOLA | Refrigerator | PQS_refr | B Medical Systems Sarl (Dometic) | TCW 80 AC |  | Electricity | 2021 | Functioning well |  |  |  |  | CCE not to replace |  | CCEOP1 | 2023-03-30 | Sousa Ribe | PQS E003/101 | ILR | 80.5 | 0 | 0 | 71.808 | 69.6 | 2 |  | 2036 | 0 | 0 | 0 | 0 | 0 | 0 |  |  |  | 0 | 0 | 0 | 0 | 0 | 0 | 71.808 | 71.808 | 71.808 | 71.808 | 71.808 | 359.04 | 69.6 | 69.6 | 69.6 | 69.6 | 69.6 | 348 | 1617 |  | 0
0 | MAPUTO PROVÍNCIA | LD | MATOLA | Depósito D. MATOLA | Refrigerator | PQS_refr | B Medical Systems Sarl (Dometic) | TCW 80 AC |  | Electricity | 2021 | Functioning well |  |  |  |  | CCE not to replace |  | CCEOP1 | 2023-03-30 | Sousa Ribe | PQS E003/101 | ILR | 80.5 | 0 | 0 | 71.808 | 69.6 | 2 |  | 2036 | 0 | 0 | 0 | 0 | 0 | 0 |  |  |  | 0 | 0 | 0 | 0 | 0 | 0 | 71.808 | 71.808 | 71.808 | 71.808 | 71.808 | 359.04 | 69.6 | 69.6 | 69.6 | 69.6 | 69.6 | 348 | 1618 |  | 0
0 | MAPUTO PROVÍNCIA | LD | MATOLA | Depósito D. MATOLA | Refrigerator | PQS_refr | B Medical Systems Sarl (Dometic) | TCW 80 AC |  | Electricity | 2021 | Functioning well |  |  |  |  | CCE not to replace |  | CCEOP1 | 2023-03-30 | Sousa Ribe | PQS E003/101 | ILR | 80.5 | 0 | 0 | 71.808 | 69.6 | 2 |  | 2036 | 0 | 0 | 0 | 0 | 0 | 0 |  |  |  | 0 | 0 | 0 | 0 | 0 | 0 | 71.808 | 71.808 | 71.808 | 71.808 | 71.808 | 359.04 | 69.6 | 69.6 | 69.6 | 69.6 | 69.6 | 348 | 1619 |  | 0
0 | MAPUTO PROVÍNCIA | SP | MATOLA | C.S Muhalaze, Matola | Refrigerator | PQS_refr | B Medical Systems Sarl (Dometic) | TCW 80 AC |  | Electricity | 2021 | Functioning well |  |  |  |  | CCE not to replace |  | CCEOP1 | 2023-03-30 | Sousa Ribe | PQS E003/101 | ILR | 80.5 | 0 | 0 | 71.808 | 69.6 | 2 |  | 2036 | 0 | 0 | 0 | 0 | 0 | 0 |  |  |  | 0 | 0 | 0 | 0 | 0 | 0 | 71.808 | 71.808 | 71.808 | 71.808 | 71.808 | 359.04 | 69.6 | 69.6 | 69.6 | 69.6 | 69.6 | 348 | 1620 |  | 0
0 | MAPUTO PROVÍNCIA | SP | MATOLA | Hospital Provincial, Matola | Refrigerator | PQS_refr | B Medical Systems Sarl (Dometic) | TCW 80 AC |  | Electricity | 2021 | Functioning well |  |  |  |  | CCE not to replace |  | CCEOP1 | 2023-03-30 | Sousa Ribe | PQS E003/101 | ILR | 80.5 | 0 | 0 | 71.808 | 69.6 | 2 |  | 2036 | 0 | 0 | 0 | 0 | 0 | 0 |  |  |  | 0 | 0 | 0 | 0 | 0 | 0 | 71.808 | 71.808 | 71.808 | 71.808 | 71.808 | 359.04 | 69.6 | 69.6 | 69.6 | 69.6 | 69.6 | 348 | 1621 |  | 0
0 | MAPUTO PROVÍNCIA | SP | MATOLA | Km 25, Matola | Refrigerator | PQS_refr | B Medical Systems Sarl (Dometic) | TCW 80 AC |  | Electricity | 2021 | Functioning well |  |  |  |  | CCE not to replace |  | CCEOP1 | 2023-03-30 | Sousa Ribe | PQS E003/101 | ILR | 80.5 | 0 | 0 | 71.808 | 69.6 | 2 |  | 2036 | 0 | 0 | 0 | 0 | 0 | 0 |  |  |  | 0 | 0 | 0 | 0 | 0 | 0 | 71.808 | 71.808 | 71.808 | 71.808 | 71.808 | 359.04 | 69.6 | 69.6 | 69.6 | 69.6 | 69.6 | 348 | 1622 |  | 0
0 | MAPUTO PROVÍNCIA | SP | MATOLA | Komgolote, Matola | Refrigerator | PQS_refr | B Medical Systems Sarl (Dometic) | TCW 80 AC |  | Electricity | 2021 | Functioning well |  |  |  |  | CCE not to replace |  | CCEOP1 | 2023-03-30 | Sousa Ribe | PQS E003/101 | ILR | 80.5 | 0 | 0 | 71.808 | 69.6 | 2 |  | 2036 | 0 | 0 | 0 | 0 | 0 | 0 |  |  |  | 0 | 0 | 0 | 0 | 0 | 0 | 71.808 | 71.808 | 71.808 | 71.808 | 71.808 | 359.04 | 69.6 | 69.6 | 69.6 | 69.6 | 69.6 | 348 | 1623 |  | 0
0 | MAPUTO PROVÍNCIA | SP | MATOLA | Komgolote, Matola | Refrigerator | PQS_refr | B Medical Systems Sarl (Dometic) | TCW 80 AC |  | Electricity | 2021 | Functioning well |  |  |  |  | CCE not to replace |  | CCEOP1 | 2023-03-30 | Sousa Ribe | PQS E003/101 | ILR | 80.5 | 0 | 0 | 71.808 | 69.6 | 2 |  | 2036 | 0 | 0 | 0 | 0 | 0 | 0 |  |  |  | 0 | 0 | 0 | 0 | 0 | 0 | 71.808 | 71.808 | 71.808 | 71.808 | 71.808 | 359.04 | 69.6 | 69.6 | 69.6 | 69.6 | 69.6 | 348 | 1624 |  | 0
0 | MAPUTO PROVÍNCIA | SP | MATOLA | Lingamo | Refrigerator | PQS_refr | B Medical Systems Sarl (Dometic) | TCW 80 AC |  | Electricity | 2021 | Functioning well |  |  |  |  | CCE not to replace |  | CCEOP1 | 2023-03-30 | Sousa Ribe | PQS E003/101 | ILR | 80.5 | 0 | 0 | 71.808 | 69.6 | 2 |  | 2036 | 0 | 0 | 0 | 0 | 0 | 0 |  |  |  | 0 | 0 | 0 | 0 | 0 | 0 | 71.808 | 71.808 | 71.808 | 71.808 | 71.808 | 359.04 | 69.6 | 69.6 | 69.6 | 69.6 | 69.6 | 348 | 1625 |  | 0
0 | MAPUTO PROVÍNCIA | SP | MATOLA | Lingamo | Refrigerator | PQS_refr | B Medical Systems Sarl (Dometic) | TCW 80 AC |  | Electricity | 2021 | Functioning well |  |  |  |  | CCE not to replace |  | CCEOP1 | 2023-03-30 | Sousa Ribe | PQS E003/101 | ILR | 80.5 | 0 | 0 | 71.808 | 69.6 | 2 |  | 2036 | 0 | 0 | 0 | 0 | 0 | 0 |  |  |  | 0 | 0 | 0 | 0 | 0 | 0 | 71.808 | 71.808 | 71.808 | 71.808 | 71.808 | 359.04 | 69.6 | 69.6 | 69.6 | 69.6 | 69.6 | 348 | 1626 |  | 0
0 | MAPUTO PROVÍNCIA | SP | MATOLA | Matola Gare, Matola | Refrigerator | PQS_refr | B Medical Systems Sarl (Dometic) | TCW 80 AC |  | Electricity | 2021 | Functioning well |  |  |  |  | CCE not to replace |  | CCEOP1 | 2023-03-30 | Sousa Ribe | PQS E003/101 | ILR | 80.5 | 0 | 0 | 71.808 | 69.6 | 2 |  | 2036 | 0 | 0 | 0 | 0 | 0 | 0 |  |  |  | 0 | 0 | 0 | 0 | 0 | 0 | 71.808 | 71.808 | 71.808 | 71.808 | 71.808 | 359.04 | 69.6 | 69.6 | 69.6 | 69.6 | 69.6 | 348 | 1627 |  | 0
0 | MAPUTO PROVÍNCIA | SP | MATOLA | Matola Gare, Matola | Refrigerator | PQS_refr | B Medical Systems Sarl (Dometic) | TCW 80 AC |  | Electricity | 2021 | Functioning well |  |  |  |  | CCE not to replace |  | CCEOP1 | 2023-03-30 | Sousa Ribe | PQS E003/101 | ILR | 80.5 | 0 | 0 | 71.808 | 69.6 | 2 |  | 2036 | 0 | 0 | 0 | 0 | 0 | 0 |  |  |  | 0 | 0 | 0 | 0 | 0 | 0 | 71.808 | 71.808 | 71.808 | 71.808 | 71.808 | 359.04 | 69.6 | 69.6 | 69.6 | 69.6 | 69.6 | 348 | 1628 |  | 0
0 | MAPUTO PROVÍNCIA | SP | MATOLA | Liberdade, Matola | Refrigerator | PQS_refr | B Medical Systems Sarl (Dometic) | TCW 80 AC |  | Electricity | 2021 | Functioning well |  |  |  |  | CCE not to replace |  | CCEOP1 | 2023-03-30 | Sousa Ribe | PQS E003/101 | ILR | 80.5 | 0 | 0 | 71.808 | 69.6 | 2 |  | 2036 | 0 | 0 | 0 | 0 | 0 | 0 |  |  |  | 0 | 0 | 0 | 0 | 0 | 0 | 71.808 | 71.808 | 71.808 | 71.808 | 71.808 | 359.04 | 69.6 | 69.6 | 69.6 | 69.6 | 69.6 | 348 | 1629 |  | 0
0 | MAPUTO PROVÍNCIA | SP | MATOLA | Liberdade, Matola | Refrigerator | PQS_refr | B Medical Systems Sarl (Dometic) | TCW 80 AC |  | Electricity | 2021 | Functioning well |  |  |  |  | CCE not to replace |  | CCEOP1 | 2023-03-30 | Sousa Ribe | PQS E003/101 | ILR | 80.5 | 0 | 0 | 71.808 | 69.6 | 2 |  | 2036 | 0 | 0 | 0 | 0 | 0 | 0 |  |  |  | 0 | 0 | 0 | 0 | 0 | 0 | 71.808 | 71.808 | 71.808 | 71.808 | 71.808 | 359.04 | 69.6 | 69.6 | 69.6 | 69.6 | 69.6 | 348 | 1630 |  | 0
0 | MAPUTO PROVÍNCIA | SP | MATOLA | Ndlavela, Matola | Refrigerator | PQS_refr | B Medical Systems Sarl (Dometic) | TCW 80 AC |  | Electricity | 2021 | Functioning well |  |  |  |  | CCE not to replace |  | CCEOP1 | 2023-03-30 | Sousa Ribe | PQS E003/101 | ILR | 80.5 | 0 | 0 | 71.808 | 69.6 | 2 |  | 2036 | 0 | 0 | 0 | 0 | 0 | 0 |  |  |  | 0 | 0 | 0 | 0 | 0 | 0 | 71.808 | 71.808 | 71.808 | 71.808 | 71.808 | 359.04 | 69.6 | 69.6 | 69.6 | 69.6 | 69.6 | 348 | 1631 |  | 0
0 | MAPUTO PROVÍNCIA | SP | MATOLA | Ndlavela, Matola | Refrigerator | PQS_refr | Vestfrost | VLS 056 RF SDD |  | Solar | 2020 | Functioning well |  |  |  |  | CCE not to replace |  | CCEOP1 | 2023-03-30 | Sousa Ribe | PQS E003/092 | SDRF | 36 | 34.3 | 0 | 116.04 | 52 | 3 |  | 2035 | 0 | 0 | 0 | 0 | 0 | 0 |  |  |  | 0 | 0 | 0 | 0 | 0 | 0 | 116.04 | 116.04 | 116.04 | 116.04 | 116.04 | 580.2 | 52 | 52 | 52 | 52 | 52 | 260 | 1632 |  | 0
0 | MAPUTO PROVÍNCIA | SP | MATOLA | Sao Damansso | Refrigerator | PQS_refr | Vestfrost | VLS 056 RF SDD |  | Solar | 2020 | Functioning well |  |  |  |  | CCE not to replace |  | CCEOP1 | 2023-03-30 | Sousa Ribe | PQS E003/092 | SDRF | 36 | 34.3 | 0 | 116.04 | 52 | 3 |  | 2035 | 0 | 0 | 0 | 0 | 0 | 0 |  |  |  | 0 | 0 | 0 | 0 | 0 | 0 | 116.04 | 116.04 | 116.04 | 116.04 | 116.04 | 580.2 | 52 | 52 | 52 | 52 | 52 | 260 | 1633 |  | 0
0 | MAPUTO PROVÍNCIA | SP | MATOLA | Sao Damansso | Refrigerator | PQS_refr | Vestfrost | VLS 056 RF SDD |  | Solar | 2020 | Functioning well |  |  |  |  | CCE not to replace |  | CCEOP1 | 2023-03-30 | Sousa Ribe | PQS E003/092 | SDRF | 36 | 34.3 | 0 | 116.04 | 52 | 3 |  | 2035 | 0 | 0 | 0 | 0 | 0 | 0 |  |  |  | 0 | 0 | 0 | 0 | 0 | 0 | 116.04 | 116.04 | 116.04 | 116.04 | 116.04 | 580.2 | 52 | 52 | 52 | 52 | 52 | 260 | 1634 |  | 0
0 | MAPUTO PROVÍNCIA | SP | MATOLA | Matola I, Matola | Refrigerator | PQS_refr | Vestfrost | VLS 056 RF SDD |  | Solar | 2020 | Functioning well |  |  |  |  | CCE not to replace |  | CCEOP1 | 2023-03-30 | Sousa Ribe | PQS E003/092 | SDRF | 36 | 34.3 | 0 | 116.04 | 52 | 3 |  | 2035 | 0 | 0 | 0 | 0 | 0 | 0 |  |  |  | 0 | 0 | 0 | 0 | 0 | 0 | 116.04 | 116.04 | 116.04 | 116.04 | 116.04 | 580.2 | 52 | 52 | 52 | 52 | 52 | 260 | 1635 |  | 0
0 | MAPUTO PROVÍNCIA | SP | MATOLA | Matola I, Matola | Refrigerator | PQS_refr | Vestfrost | VLS 056 RF SDD |  | Solar | 2020 | Functioning well |  |  |  |  | CCE not to replace |  | CCEOP1 | 2023-03-30 | Sousa Ribe | PQS E003/092 | SDRF | 36 | 34.3 | 0 | 116.04 | 52 | 3 |  | 2035 | 0 | 0 | 0 | 0 | 0 | 0 |  |  |  | 0 | 0 | 0 | 0 | 0 | 0 | 116.04 | 116.04 | 116.04 | 116.04 | 116.04 | 580.2 | 52 | 52 | 52 | 52 | 52 | 260 | 1636 |  | 0
0 | MAPUTO PROVÍNCIA | SP | MATOLA | Matola II, Matola | Refrigerator | PQS_refr | Vestfrost | VLS 056 RF SDD |  | Solar | 2020 | Functioning well |  |  |  |  | CCE not to replace |  | CCEOP1 | 2023-03-30 | Sousa Ribe | PQS E003/092 | SDRF | 36 | 34.3 | 0 | 116.04 | 52 | 3 |  | 2035 | 0 | 0 | 0 | 0 | 0 | 0 |  |  |  | 0 | 0 | 0 | 0 | 0 | 0 | 116.04 | 116.04 | 116.04 | 116.04 | 116.04 | 580.2 | 52 | 52 | 52 | 52 | 52 | 260 | 1637 |  | 0
0 | MAPUTO PROVÍNCIA | SP | MATOLA | Matola II, Matola | Refrigerator | PQS_refr | Vestfrost | VLS 056 RF SDD |  | Solar | 2020 | Functioning well |  |  |  |  | CCE not to replace |  | CCEOP1 | 2023-03-30 | Sousa Ribe | PQS E003/092 | SDRF | 36 | 34.3 | 0 | 116.04 | 52 | 3 |  | 2035 | 0 | 0 | 0 | 0 | 0 | 0 |  |  |  | 0 | 0 | 0 | 0 | 0 | 0 | 116.04 | 116.04 | 116.04 | 116.04 | 116.04 | 580.2 | 52 | 52 | 52 | 52 | 52 | 260 | 1638 |  | 0
0 | MAPUTO PROVÍNCIA | SP | MATOLA | T3 | Refrigerator | PQS_refr | Vestfrost | VLS 056 RF SDD |  | Solar | 2020 | Functioning well |  |  |  |  | CCE not to replace |  | CCEOP1 | 2023-03-30 | Sousa Ribe | PQS E003/092 | SDRF | 36 | 34.3 | 0 | 116.04 | 52 | 3 |  | 2035 | 0 | 0 | 0 | 0 | 0 | 0 |  |  |  | 0 | 0 | 0 | 0 | 0 | 0 | 116.04 | 116.04 | 116.04 | 116.04 | 116.04 | 580.2 | 52 | 52 | 52 | 52 | 52 | 260 | 1639 |  | 0
0 | MAPUTO PROVÍNCIA | SP | MATOLA | Tsalala, Matola | Refrigerator | PQS_refr | Vestfrost | VLS 056 RF SDD |  | Solar | 2020 | Functioning well |  |  |  |  | CCE not to replace |  | CCEOP1 | 2023-03-30 | Sousa Ribe | PQS E003/092 | SDRF | 36 | 34.3 | 0 | 116.04 | 52 | 3 |  | 2035 | 0 | 0 | 0 | 0 | 0 | 0 |  |  |  | 0 | 0 | 0 | 0 | 0 | 0 | 116.04 | 116.04 | 116.04 | 116.04 | 116.04 | 580.2 | 52 | 52 | 52 | 52 | 52 | 260 | 1640 |  | 0
0 | MAPUTO PROVÍNCIA | SP | MATOLA | Unidade A, Matola | Refrigerator | PQS_refr | Vestfrost | VLS 056 RF SDD |  | Solar | 2020 | Functioning well |  |  |  |  | CCE not to replace |  | CCEOP1 | 2023-03-30 | Sousa Ribe | PQS E003/092 | SDRF | 36 | 34.3 | 0 | 116.04 | 52 | 3 |  | 2035 | 0 | 0 | 0 | 0 | 0 | 0 |  |  |  | 0 | 0 | 0 | 0 | 0 | 0 | 116.04 | 116.04 | 116.04 | 116.04 | 116.04 | 580.2 | 52 | 52 | 52 | 52 | 52 | 260 | 1641 |  | 0
0 | MAPUTO PROVÍNCIA | SP | MATOLA | Unidade A, Matola | Refrigerator | PQS_refr | Vestfrost | VLS 056 RF SDD |  | Solar | 2019 | Functioning well |  |  |  |  | CCE not to replace |  |  | 2023-03-30 | Sousa Ribe | PQS E003/092 | SDRF | 36 | 34.3 | 0 | 116.04 | 52 | 4 |  | 2034 | 0 | 0 | 0 | 0 | 0 | 0 |  |  |  | 0 | 0 | 0 | 0 | 0 | 0 | 116.04 | 116.04 | 116.04 | 116.04 | 116.04 | 580.2 | 52 | 52 | 52 | 52 | 52 | 260 | 1642 |  | 0
0 | MAPUTO PROVÍNCIA | SP | MATOLA | Chanculo, Moamba | Refrigerator | PQS_refr | Vestfrost | VLS 056 RF SDD |  | Solar | 2020 | Functioning well |  |  |  |  | CCE not to replace |  | CCEOP1 | 2023-03-30 | Sousa Ribe | PQS E003/092 | SDRF | 36 | 34.3 | 0 | 116.04 | 52 | 3 |  | 2035 | 0 | 0 | 0 | 0 | 0 | 0 |  |  |  | 0 | 0 | 0 | 0 | 0 | 0 | 116.04 | 116.04 | 116.04 | 116.04 | 116.04 | 580.2 | 52 | 52 | 52 | 52 | 52 | 260 | 1643 |  | 0
0 | MAPUTO PROVÍNCIA | SP | MATOLA | Chanculo, Moamba | Refrigerator | PQS_refr | Vestfrost | VLS 056 RF SDD |  | Solar | 2019 | Functioning well |  |  |  |  | CCE not to replace |  |  | 2023-03-30 | Sousa Ribe | PQS E003/092 | SDRF | 36 | 34.3 | 0 | 116.04 | 52 | 4 |  | 2034 | 0 | 0 | 0 | 0 | 0 | 0 |  |  |  | 0 | 0 | 0 | 0 | 0 | 0 | 116.04 | 116.04 | 116.04 | 116.04 | 116.04 | 580.2 | 52 | 52 | 52 | 52 | 52 | 260 | 1644 |  | 0
0 | MAPUTO PROVÍNCIA | SP | MATOLA | Chinhanguanine, Moamba | Refrigerator | PQS_refr | Vestfrost | VLS 056 RF SDD |  | Solar | 2019 | Functioning well |  |  |  |  | CCE not to replace |  |  | 2023-03-30 | Sousa Ribe | PQS E003/092 | SDRF | 36 | 34.3 | 0 | 116.04 | 52 | 4 |  | 2034 | 0 | 0 | 0 | 0 | 0 | 0 |  |  |  | 0 | 0 | 0 | 0 | 0 | 0 | 116.04 | 116.04 | 116.04 | 116.04 | 116.04 | 580.2 | 52 | 52 | 52 | 52 | 52 | 260 | 1645 |  | 0
0 | MAPUTO PROVÍNCIA | SP | MATOLA | Chinhanguanine, Moamba | Refrigerator | PQS_refr | Vestfrost | VLS 056 RF SDD |  | Solar | 2019 | Functioning well |  |  |  |  | CCE not to replace |  |  | 2023-03-30 | Sousa Ribe | PQS E003/092 | SDRF | 36 | 34.3 | 0 | 116.04 | 52 | 4 |  | 2034 | 0 | 0 | 0 | 0 | 0 | 0 |  |  |  | 0 | 0 | 0 | 0 | 0 | 0 | 116.04 | 116.04 | 116.04 | 116.04 | 116.04 | 580.2 | 52 | 52 | 52 | 52 | 52 | 260 | 1646 |  | 0
0 | MAPUTO PROVÍNCIA | LD | NAMAACHA | Depósito D. NAMAACHA | Refrigerator | PQS_refr | Vestfrost | VLS 056 RF SDD |  | Solar | 2022 | Functioning well |  |  |  |  | CCE not to replace |  | CCEOP1 | 2023-03-30 | Sousa Ribe | PQS E003/092 | SDRF | 36 | 34.3 | 0 | 116.04 | 52 | 1 |  | 2037 | 0 | 0 | 0 | 0 | 0 | 0 |  |  |  | 0 | 0 | 0 | 0 | 0 | 0 | 116.04 | 116.04 | 116.04 | 116.04 | 116.04 | 580.2 | 52 | 52 | 52 | 52 | 52 | 260 | 1647 |  | 0
0 | MAPUTO PROVÍNCIA | LD | NAMAACHA | Depósito D. NAMAACHA | Refrigerator | PQS_refr | Vestfrost | VLS 056 RF SDD |  | Solar | 2019 | Functioning well |  |  |  |  | CCE not to replace |  |  | 2023-03-30 | Sousa Ribe | PQS E003/092 | SDRF | 36 | 34.3 | 0 | 116.04 | 52 | 4 |  | 2034 | 0 | 0 | 0 | 0 | 0 | 0 |  |  |  | 0 | 0 | 0 | 0 | 0 | 0 | 116.04 | 116.04 | 116.04 | 116.04 | 116.04 | 580.2 | 52 | 52 | 52 | 52 | 52 | 260 | 1648 |  | 0
0 | MAPUTO PROVÍNCIA | LD | NAMAACHA | Depósito D. NAMAACHA | Refrigerator | PQS_refr | Vestfrost | VLS 056 RF SDD |  | Solar | 2019 | Functioning well |  |  |  |  | CCE not to replace |  |  | 2023-03-30 | Sousa Ribe | PQS E003/092 | SDRF | 36 | 34.3 | 0 | 116.04 | 52 | 4 |  | 2034 | 0 | 0 | 0 | 0 | 0 | 0 |  |  |  | 0 | 0 | 0 | 0 | 0 | 0 | 116.04 | 116.04 | 116.04 | 116.04 | 116.04 | 580.2 | 52 | 52 | 52 | 52 | 52 | 260 | 1649 |  | 0
0 | MAPUTO PROVÍNCIA | LD | NAMAACHA | Depósito D. NAMAACHA | Freezer | PQS_freezer | Vestfrost | MF 314 |  | Electricity | 2020 | Functioning well |  |  |  |  | CCE not to replace |  | CCEOP1 | 2023-03-30 | Sousa Ribe | PQS E003/023 | VWPF | 0 | 281 | 0 | 13.752 | 253.8 | 3 |  | 2035 | 0 | 0 | 0 | 0 | 0 | 0 |  |  |  | 0 | 0 | 0 | 0 | 0 | 0 | 13.752 | 13.752 | 13.752 | 13.752 | 13.752 | 68.76 | 253.8 | 253.8 | 253.8 | 253.8 | 253.8 | 1269 | 1650 |  | 0
0 | MAPUTO PROVÍNCIA | SP | NAMAACHA | Goba, Namahacha | Refrigerator | PQS_refr | Vestfrost | MK 144 |  | Electricity | 2020 | Functioning well |  |  |  |  | CCE not to replace |  |  | 2023-03-30 | Sousa Ribe | PQS E003/022 | ILR | 48 | 0 | 0 | 14.736 | 138 | 3 |  | 2035 | 0 | 0 | 0 | 0 | 0 | 0 |  |  |  | 0 | 0 | 0 | 0 | 0 | 0 | 14.736 | 14.736 | 14.736 | 14.736 | 14.736 | 73.68 | 138 | 138 | 138 | 138 | 138 | 690 | 1651 |  | 0
0 | MAPUTO PROVÍNCIA | SP | NAMAACHA | Goba, Namahacha | Refrigerator | PQS_refr | Vestfrost | MK 144 |  | Electricity | 2020 | Functioning well |  |  |  |  | CCE not to replace |  |  | 2023-03-30 | Sousa Ribe | PQS E003/022 | ILR | 48 | 0 | 0 | 14.736 | 138 | 3 |  | 2035 | 0 | 0 | 0 | 0 | 0 | 0 |  |  |  | 0 | 0 | 0 | 0 | 0 | 0 | 14.736 | 14.736 | 14.736 | 14.736 | 14.736 | 73.68 | 138 | 138 | 138 | 138 | 138 | 690 | 1652 |  | 0
0 | MAPUTO PROVÍNCIA | SP | NAMAACHA | Kulula, Namahacha | Refrigerator | PQS_refr | Vestfrost | MK 144 |  | Electricity | 2020 | Functioning well |  |  |  |  | CCE not to replace |  |  | 2023-03-30 | Sousa Ribe | PQS E003/022 | ILR | 48 | 0 | 0 | 14.736 | 138 | 3 |  | 2035 | 0 | 0 | 0 | 0 | 0 | 0 |  |  |  | 0 | 0 | 0 | 0 | 0 | 0 | 14.736 | 14.736 | 14.736 | 14.736 | 14.736 | 73.68 | 138 | 138 | 138 | 138 | 138 | 690 | 1653 |  | 0
0 | MAPUTO PROVÍNCIA | SP | NAMAACHA | Mafuiane, Namahacha | Refrigerator | PQS_refr | Vestfrost | MK 144 |  | Electricity | 2020 | Functioning well |  |  |  |  | CCE not to replace |  |  | 2023-03-30 | Sousa Ribe | PQS E003/022 | ILR | 48 | 0 | 0 | 14.736 | 138 | 3 |  | 2035 | 0 | 0 | 0 | 0 | 0 | 0 |  |  |  | 0 | 0 | 0 | 0 | 0 | 0 | 14.736 | 14.736 | 14.736 | 14.736 | 14.736 | 73.68 | 138 | 138 | 138 | 138 | 138 | 690 | 1654 |  | 0
0 | MAPUTO PROVÍNCIA | SP | NAMAACHA | Mahelane, Namahacha | Refrigerator | PQS_refr | Vestfrost | MK 144 |  | Electricity | 2020 | Functioning well |  |  |  |  | CCE not to replace |  |  | 2023-03-30 | Sousa Ribe | PQS E003/022 | ILR | 48 | 0 | 0 | 14.736 | 138 | 3 |  | 2035 | 0 | 0 | 0 | 0 | 0 | 0 |  |  |  | 0 | 0 | 0 | 0 | 0 | 0 | 14.736 | 14.736 | 14.736 | 14.736 | 14.736 | 73.68 | 138 | 138 | 138 | 138 | 138 | 690 | 1655 |  | 0
0 | MAPUTO PROVÍNCIA | SP | NAMAACHA | Mundavene | Refrigerator | PQS_refr | Vestfrost | MK 144 |  | Electricity | 2020 | Functioning well |  |  |  |  | CCE not to replace |  |  | 2023-03-30 | Sousa Ribe | PQS E003/022 | ILR | 48 | 0 | 0 | 14.736 | 138 | 3 |  | 2035 | 0 | 0 | 0 | 0 | 0 | 0 |  |  |  | 0 | 0 | 0 | 0 | 0 | 0 | 14.736 | 14.736 | 14.736 | 14.736 | 14.736 | 73.68 | 138 | 138 | 138 | 138 | 138 | 690 | 1656 |  | 0
0 | MAPUTO PROVÍNCIA | SP | NAMAACHA | Namaacha, Namahacha | Refrigerator | PQS_refr | Vestfrost | MK 144 |  | Electricity | 2020 | Functioning well |  |  |  |  | CCE not to replace |  |  | 2023-03-30 | Sousa Ribe | PQS E003/022 | ILR | 48 | 0 | 0 | 14.736 | 138 | 3 |  | 2035 | 0 | 0 | 0 | 0 | 0 | 0 |  |  |  | 0 | 0 | 0 | 0 | 0 | 0 | 14.736 | 14.736 | 14.736 | 14.736 | 14.736 | 73.68 | 138 | 138 | 138 | 138 | 138 | 690 | 1657 |  | 0
0 | MAPUTO PROVÍNCIA | SP | NAMAACHA | Odette Mechiço | Refrigerator | PQS_refr | Vestfrost | MK 144 |  | Electricity | 2020 | Functioning well |  |  |  |  | CCE not to replace |  |  | 2023-03-30 | Sousa Ribe | PQS E003/022 | ILR | 48 | 0 | 0 | 14.736 | 138 | 3 |  | 2035 | 0 | 0 | 0 | 0 | 0 | 0 |  |  |  | 0 | 0 | 0 | 0 | 0 | 0 | 14.736 | 14.736 | 14.736 | 14.736 | 14.736 | 73.68 | 138 | 138 | 138 | 138 | 138 | 690 | 1658 |  | 0
0 | MAPUTO PROVÍNCIA | SP | NAMAACHA | Wamongo | Refrigerator | PQS_refr | Vestfrost | MK 144 |  | Electricity | 2020 | Functioning well |  |  |  |  | CCE not to replace |  |  | 2023-03-30 | Sousa Ribe | PQS E003/022 | ILR | 48 | 0 | 0 | 14.736 | 138 | 3 |  | 2035 | 0 | 0 | 0 | 0 | 0 | 0 |  |  |  | 0 | 0 | 0 | 0 | 0 | 0 | 14.736 | 14.736 | 14.736 | 14.736 | 14.736 | 73.68 | 138 | 138 | 138 | 138 | 138 | 690 | 1659 |  | 0
0 | MAPUTO PROVÍNCIA | LD | MATUTUINE | Depósito D. MATUTUINE | Freezer | PQS_freezer | Vestfrost | MF 314 |  | Electricity | 2020 | Functioning well |  |  |  |  | CCE not to replace |  | CCEOP1 | 2023-03-30 | Sousa Ribe | PQS E003/023 | VWPF | 0 | 281 | 0 | 13.752 | 253.8 | 3 |  | 2035 | 0 | 0 | 0 | 0 | 0 | 0 |  |  |  | 0 | 0 | 0 | 0 | 0 | 0 | 13.752 | 13.752 | 13.752 | 13.752 | 13.752 | 68.76 | 253.8 | 253.8 | 253.8 | 253.8 | 253.8 | 1269 | 1660 |  | 0
0 | MAPUTO PROVÍNCIA | LD | MATUTUINE | Depósito D. MATUTUINE | Freezer | PQS_freezer | Vestfrost | MF 314 |  | Electricity | 2020 | Functioning well |  |  |  |  | CCE not to replace |  | CCEOP1 | 2023-03-30 | Sousa Ribe | PQS E003/023 | VWPF | 0 | 281 | 0 | 13.752 | 253.8 | 3 |  | 2035 | 0 | 0 | 0 | 0 | 0 | 0 |  |  |  | 0 | 0 | 0 | 0 | 0 | 0 | 13.752 | 13.752 | 13.752 | 13.752 | 13.752 | 68.76 | 253.8 | 253.8 | 253.8 | 253.8 | 253.8 | 1269 | 1661 |  | 0
0 | MAPUTO PROVÍNCIA | LD | MATUTUINE | Depósito D. MATUTUINE | Freezer | PQS_freezer | Vestfrost | MF 314 |  | Electricity | 2020 | Functioning well |  |  |  |  | CCE not to replace |  | CCEOP1 | 2023-03-30 | Sousa Ribe | PQS E003/023 | VWPF | 0 | 281 | 0 | 13.752 | 253.8 | 3 |  | 2035 | 0 | 0 | 0 | 0 | 0 | 0 |  |  |  | 0 | 0 | 0 | 0 | 0 | 0 | 13.752 | 13.752 | 13.752 | 13.752 | 13.752 | 68.76 | 253.8 | 253.8 | 253.8 | 253.8 | 253.8 | 1269 | 1662 |  | 0
0 | MAPUTO PROVÍNCIA | LD | MATUTUINE | Depósito D. MATUTUINE | Refrigerator | PQS_refr | Vestfrost | VLS 056 RF SDD |  | Solar | 2019 | Functioning well |  |  |  |  | CCE not to replace |  |  | 2023-03-30 | Sousa Ribe | PQS E003/092 | SDRF | 36 | 34.3 | 0 | 116.04 | 52 | 4 |  | 2034 | 0 | 0 | 0 | 0 | 0 | 0 |  |  |  | 0 | 0 | 0 | 0 | 0 | 0 | 116.04 | 116.04 | 116.04 | 116.04 | 116.04 | 580.2 | 52 | 52 | 52 | 52 | 52 | 260 | 1663 |  | 0
0 | MAPUTO PROVÍNCIA | SP | MATUTUINE | Hindane, Matituine | Refrigerator | PQS_refr | Vestfrost | VLS 056 RF SDD |  | Solar | 2019 | Functioning well |  |  |  |  | CCE not to replace |  |  | 2023-03-30 | Sousa Ribe | PQS E003/092 | SDRF | 36 | 34.3 | 0 | 116.04 | 52 | 4 |  | 2034 | 0 | 0 | 0 | 0 | 0 | 0 |  |  |  | 0 | 0 | 0 | 0 | 0 | 0 | 116.04 | 116.04 | 116.04 | 116.04 | 116.04 | 580.2 | 52 | 52 | 52 | 52 | 52 | 260 | 1664 |  | 0
0 | MAPUTO PROVÍNCIA | SP | MATUTUINE | Hindane, Matituine | Refrigerator | PQS_refr | Vestfrost | VLS 056 RF SDD |  | Solar | 2019 | Functioning well |  |  |  |  | CCE not to replace |  |  | 2023-03-30 | Sousa Ribe | PQS E003/092 | SDRF | 36 | 34.3 | 0 | 116.04 | 52 | 4 |  | 2034 | 0 | 0 | 0 | 0 | 0 | 0 |  |  |  | 0 | 0 | 0 | 0 | 0 | 0 | 116.04 | 116.04 | 116.04 | 116.04 | 116.04 | 580.2 | 52 | 52 | 52 | 52 | 52 | 260 | 1665 |  | 0
0 | MAPUTO PROVÍNCIA | SP | MATUTUINE | Mabilibili, Matituine | Refrigerator | PQS_refr | Vestfrost | VLS 056 RF SDD |  | Solar | 2019 | Functioning well |  |  |  |  | CCE not to replace |  |  | 2023-03-30 | Sousa Ribe | PQS E003/092 | SDRF | 36 | 34.3 | 0 | 116.04 | 52 | 4 |  | 2034 | 0 | 0 | 0 | 0 | 0 | 0 |  |  |  | 0 | 0 | 0 | 0 | 0 | 0 | 116.04 | 116.04 | 116.04 | 116.04 | 116.04 | 580.2 | 52 | 52 | 52 | 52 | 52 | 260 | 1666 |  | 0
0 | MAPUTO PROVÍNCIA | SP | MATUTUINE | Manhangane, Matituine | Refrigerator | PQS_refr | Vestfrost | VLS 056 RF SDD |  | Solar | 2019 | Functioning well |  |  |  |  | CCE not to replace |  |  | 2023-03-30 | Sousa Ribe | PQS E003/092 | SDRF | 36 | 34.3 | 0 | 116.04 | 52 | 4 |  | 2034 | 0 | 0 | 0 | 0 | 0 | 0 |  |  |  | 0 | 0 | 0 | 0 | 0 | 0 | 116.04 | 116.04 | 116.04 | 116.04 | 116.04 | 580.2 | 52 | 52 | 52 | 52 | 52 | 260 | 1667 |  | 0
0 | MAPUTO PROVÍNCIA | SP | MATUTUINE | Matutuine, Matituine | Refrigerator | PQS_refr | Vestfrost | VLS 056 RF SDD |  | Solar | 2019 | Functioning well |  |  |  |  | CCE not to replace |  |  | 2023-03-30 | Sousa Ribe | PQS E003/092 | SDRF | 36 | 34.3 | 0 | 116.04 | 52 | 4 |  | 2034 | 0 | 0 | 0 | 0 | 0 | 0 |  |  |  | 0 | 0 | 0 | 0 | 0 | 0 | 116.04 | 116.04 | 116.04 | 116.04 | 116.04 | 580.2 | 52 | 52 | 52 | 52 | 52 | 260 | 1668 |  | 0
0 | MAPUTO PROVÍNCIA | SP | MATUTUINE | Mugazine, Matituine | Refrigerator | PQS_refr | Vestfrost | VLS 056 RF SDD |  | Solar | 2019 | Functioning well |  |  |  |  | CCE not to replace |  |  | 2023-03-30 | Sousa Ribe | PQS E003/092 | SDRF | 36 | 34.3 | 0 | 116.04 | 52 | 4 |  | 2034 | 0 | 0 | 0 | 0 | 0 | 0 |  |  |  | 0 | 0 | 0 | 0 | 0 | 0 | 116.04 | 116.04 | 116.04 | 116.04 | 116.04 | 580.2 | 52 | 52 | 52 | 52 | 52 | 260 | 1669 |  | 0
0 | MAPUTO PROVÍNCIA | SP | MATUTUINE | Ndelane, Matituine | Refrigerator | PQS_refr | Vestfrost | VLS 056 RF SDD |  | Solar | 2019 | Functioning well |  |  |  |  | CCE not to replace |  |  | 2023-03-30 | Sousa Ribe | PQS E003/092 | SDRF | 36 | 34.3 | 0 | 116.04 | 52 | 4 |  | 2034 | 0 | 0 | 0 | 0 | 0 | 0 |  |  |  | 0 | 0 | 0 | 0 | 0 | 0 | 116.04 | 116.04 | 116.04 | 116.04 | 116.04 | 580.2 | 52 | 52 | 52 | 52 | 52 | 260 | 1670 |  | 0
0 | MAPUTO PROVÍNCIA | SP | MATUTUINE | Nsine, Matituine | Refrigerator | PQS_refr | Vestfrost | VLS 026 RF Green Line |  | Solar | 2020 | Functioning well |  |  |  |  | CCE not to replace |  | CCEOP1 | 2023-03-30 | Sousa Ribe | PQS E003/091 | SDRF | 20 | 34.3 | 0 | 109.2 | 52 | 3 |  | 2035 | 0 | 0 | 0 | 0 | 0 | 0 |  |  |  | 0 | 0 | 0 | 0 | 0 | 0 | 109.2 | 109.2 | 109.2 | 109.2 | 109.2 | 546 | 52 | 52 | 52 | 52 | 52 | 260 | 1671 |  | 0
0 | MAPUTO PROVÍNCIA | SP | MATUTUINE | Ponta Do Ouro, Matituine | Refrigerator | PQS_refr | Vestfrost | VLS 056 RF SDD |  | Solar | 2020 | Functioning well |  |  |  |  | CCE not to replace |  | CCEOP1 | 2023-03-30 | Sousa Ribe | PQS E003/092 | SDRF | 36 | 34.3 | 0 | 116.04 | 52 | 3 |  | 2035 | 0 | 0 | 0 | 0 | 0 | 0 |  |  |  | 0 | 0 | 0 | 0 | 0 | 0 | 116.04 | 116.04 | 116.04 | 116.04 | 116.04 | 580.2 | 52 | 52 | 52 | 52 | 52 | 260 | 1672 |  | 0
0 | MAPUTO PROVÍNCIA | SP | MATUTUINE | Salamanga, Matituine | Refrigerator | PQS_refr | Vestfrost | VLS 054A SDD Greenline |  | Solar | 2021 | Functioning well |  |  |  |  | CCE not to replace |  | CCEOP1 | 2023-03-30 | Sousa Ribe | PQS E003/106 | SDR | 55.5 | 0 | 0 | 70.176 | 52 | 2 |  | 2036 | 0 | 0 | 0 | 0 | 0 | 0 |  |  |  | 0 | 0 | 0 | 0 | 0 | 0 | 70.176 | 70.176 | 70.176 | 70.176 | 70.176 | 350.88 | 52 | 52 | 52 | 52 | 52 | 260 | 1673 |  | 0
0 | MAPUTO PROVÍNCIA | SP | MATUTUINE | Zitundo, Matituine | Refrigerator | PQS_refr | Vestfrost | VLS 404A AC |  | Electricity | 2021 | Functioning well |  |  |  |  | CCE not to replace |  | CCEOP1 | 2023-03-30 | Sousa Ribe | PQS E003/112 | ILR | 145 | 0 | 0 | 25.08 | 41.4 | 2 |  | 2036 | 0 | 0 | 0 | 0 | 0 | 0 |  |  |  | 0 | 0 | 0 | 0 | 0 | 0 | 25.08 | 25.08 | 25.08 | 25.08 | 25.08 | 125.4 | 41.4 | 41.4 | 41.4 | 41.4 | 41.4 | 207 | 1674 |  | 0
0 | MAPUTO PROVÍNCIA | LD | BOANE | Depósito D. BOANE | Refrigerator | PQS_refr | Vestfrost | VLS 404A AC |  | Electricity | 2021 | Functioning well |  |  |  |  | CCE not to replace |  | CCEOP1 | 2023-03-30 | Sousa Ribe | PQS E003/112 | ILR | 145 | 0 | 0 | 25.08 | 41.4 | 2 |  | 2036 | 0 | 0 | 0 | 0 | 0 | 0 |  |  |  | 0 | 0 | 0 | 0 | 0 | 0 | 25.08 | 25.08 | 25.08 | 25.08 | 25.08 | 125.4 | 41.4 | 41.4 | 41.4 | 41.4 | 41.4 | 207 | 1675 |  | 0
0 | MAPUTO PROVÍNCIA | LD | BOANE | Depósito D. BOANE | Refrigerator | PQS_refr | Vestfrost | VLS 404A AC |  | Electricity | 2021 | Functioning well |  |  |  |  | CCE not to replace |  | CCEOP1 | 2023-03-30 | Sousa Ribe | PQS E003/112 | ILR | 145 | 0 | 0 | 25.08 | 41.4 | 2 |  | 2036 | 0 | 0 | 0 | 0 | 0 | 0 |  |  |  | 0 | 0 | 0 | 0 | 0 | 0 | 25.08 | 25.08 | 25.08 | 25.08 | 25.08 | 125.4 | 41.4 | 41.4 | 41.4 | 41.4 | 41.4 | 207 | 1676 |  | 0
0 | MAPUTO PROVÍNCIA | LD | BOANE | Depósito D. BOANE | Refrigerator | PQS_refr | Vestfrost | VLS 404A AC |  | Electricity | 2021 | Functioning well |  |  |  |  | CCE not to replace |  | CCEOP1 | 2023-03-30 | Sousa Ribe | PQS E003/112 | ILR | 145 | 0 | 0 | 25.08 | 41.4 | 2 |  | 2036 | 0 | 0 | 0 | 0 | 0 | 0 |  |  |  | 0 | 0 | 0 | 0 | 0 | 0 | 25.08 | 25.08 | 25.08 | 25.08 | 25.08 | 125.4 | 41.4 | 41.4 | 41.4 | 41.4 | 41.4 | 207 | 1677 |  | 0
0 | MAPUTO PROVÍNCIA | LD | BOANE | Depósito D. BOANE | Refrigerator | PQS_refr | Vestfrost | VLS 054A SDD Greenline |  | Solar | 2021 | Functioning well |  |  |  |  | CCE not to replace |  | CCEOP1 | 2023-03-30 | Sousa Ribe | PQS E003/106 | SDR | 55.5 | 0 | 0 | 70.176 | 52 | 2 |  | 2036 | 0 | 0 | 0 | 0 | 0 | 0 |  |  |  | 0 | 0 | 0 | 0 | 0 | 0 | 70.176 | 70.176 | 70.176 | 70.176 | 70.176 | 350.88 | 52 | 52 | 52 | 52 | 52 | 260 | 1678 |  | 0
0 | MAPUTO PROVÍNCIA | SP | BOANE | Boane, Boane | Refrigerator | PQS_refr | Vestfrost | VLS 404A AC |  | Electricity | 2021 | Functioning well |  |  |  |  | CCE not to replace |  | CCEOP1 | 2023-03-30 | Sousa Ribe | PQS E003/112 | ILR | 145 | 0 | 0 | 25.08 | 41.4 | 2 |  | 2036 | 0 | 0 | 0 | 0 | 0 | 0 |  |  |  | 0 | 0 | 0 | 0 | 0 | 0 | 25.08 | 25.08 | 25.08 | 25.08 | 25.08 | 125.4 | 41.4 | 41.4 | 41.4 | 41.4 | 41.4 | 207 | 1679 |  | 0
0 | MAPUTO PROVÍNCIA | SP | BOANE | Boane, Boane | Refrigerator | PQS_refr | Vestfrost | VLS 404A AC |  | Electricity | 2021 | Functioning well |  |  |  |  | CCE not to replace |  | CCEOP1 | 2023-03-30 | Sousa Ribe | PQS E003/112 | ILR | 145 | 0 | 0 | 25.08 | 41.4 | 2 |  | 2036 | 0 | 0 | 0 | 0 | 0 | 0 |  |  |  | 0 | 0 | 0 | 0 | 0 | 0 | 25.08 | 25.08 | 25.08 | 25.08 | 25.08 | 125.4 | 41.4 | 41.4 | 41.4 | 41.4 | 41.4 | 207 | 1680 |  | 0
0 | MAPUTO PROVÍNCIA | SP | BOANE | Campuane, Boane | Refrigerator | PQS_refr | Vestfrost | VLS 054A SDD Greenline |  | Solar | 2021 | Functioning well |  |  |  |  | CCE not to replace |  | CCEOP1 | 2023-03-30 | Sousa Ribe | PQS E003/106 | SDR | 55.5 | 0 | 0 | 70.176 | 52 | 2 |  | 2036 | 0 | 0 | 0 | 0 | 0 | 0 |  |  |  | 0 | 0 | 0 | 0 | 0 | 0 | 70.176 | 70.176 | 70.176 | 70.176 | 70.176 | 350.88 | 52 | 52 | 52 | 52 | 52 | 260 | 1681 |  | 0
0 | MAPUTO PROVÍNCIA | SP | BOANE | Casa Gaiato, Boane | Refrigerator | PQS_refr | Vestfrost | VLS 404A AC |  | Electricity | 2021 | Functioning well |  |  |  |  | CCE not to replace |  | CCEOP1 | 2023-03-30 | Sousa Ribe | PQS E003/112 | ILR | 145 | 0 | 0 | 25.08 | 41.4 | 2 |  | 2036 | 0 | 0 | 0 | 0 | 0 | 0 |  |  |  | 0 | 0 | 0 | 0 | 0 | 0 | 25.08 | 25.08 | 25.08 | 25.08 | 25.08 | 125.4 | 41.4 | 41.4 | 41.4 | 41.4 | 41.4 | 207 | 1682 |  | 0
0 | MAPUTO PROVÍNCIA | SP | BOANE | Josiah Machel | Refrigerator | PQS_refr | Vestfrost | VLS 404A AC |  | Electricity | 2021 | Functioning well |  |  |  |  | CCE not to replace |  | CCEOP1 | 2023-03-30 | Sousa Ribe | PQS E003/112 | ILR | 145 | 0 | 0 | 25.08 | 41.4 | 2 |  | 2036 | 0 | 0 | 0 | 0 | 0 | 0 |  |  |  | 0 | 0 | 0 | 0 | 0 | 0 | 25.08 | 25.08 | 25.08 | 25.08 | 25.08 | 125.4 | 41.4 | 41.4 | 41.4 | 41.4 | 41.4 | 207 | 1683 |  | 0
0 | MAPUTO PROVÍNCIA | SP | BOANE | Mahanhane | Refrigerator | PQS_refr | Vestfrost | VLS 404A AC |  | Electricity | 2021 | Functioning well |  |  |  |  | CCE not to replace |  | CCEOP1 | 2023-03-30 | Sousa Ribe | PQS E003/112 | ILR | 145 | 0 | 0 | 25.08 | 41.4 | 2 |  | 2036 | 0 | 0 | 0 | 0 | 0 | 0 |  |  |  | 0 | 0 | 0 | 0 | 0 | 0 | 25.08 | 25.08 | 25.08 | 25.08 | 25.08 | 125.4 | 41.4 | 41.4 | 41.4 | 41.4 | 41.4 | 207 | 1684 |  | 0
0 | MAPUTO PROVÍNCIA | SP | BOANE | Mahubo, Boane | Refrigerator | PQS_refr | Vestfrost | VLS 054A SDD Greenline |  | Solar | 2021 | Functioning well |  |  |  |  | CCE not to replace |  | CCEOP1 | 2023-03-30 | Sousa Ribe | PQS E003/106 | SDR | 55.5 | 0 | 0 | 70.176 | 52 | 2 |  | 2036 | 0 | 0 | 0 | 0 | 0 | 0 |  |  |  | 0 | 0 | 0 | 0 | 0 | 0 | 70.176 | 70.176 | 70.176 | 70.176 | 70.176 | 350.88 | 52 | 52 | 52 | 52 | 52 | 260 | 1685 |  | 0
0 | MAPUTO PROVÍNCIA | SP | BOANE | Massaca, Boane | Refrigerator | PQS_refr | Vestfrost | VLS 404A AC |  | Electricity | 2021 | Functioning well |  |  |  |  | CCE not to replace |  | CCEOP1 | 2023-03-30 | Sousa Ribe | PQS E003/112 | ILR | 145 | 0 | 0 | 25.08 | 41.4 | 2 |  | 2036 | 0 | 0 | 0 | 0 | 0 | 0 |  |  |  | 0 | 0 | 0 | 0 | 0 | 0 | 25.08 | 25.08 | 25.08 | 25.08 | 25.08 | 125.4 | 41.4 | 41.4 | 41.4 | 41.4 | 41.4 | 207 | 1686 |  | 0
0 | MAPUTO PROVÍNCIA | SP | BOANE | Matola Rio, Boane | Refrigerator | PQS_refr | Vestfrost | VLS 054A SDD Greenline |  | Solar | 2021 | Functioning well |  |  |  |  | CCE not to replace |  | CCEOP1 | 2023-03-30 | Sousa Ribe | PQS E003/106 | SDR | 55.5 | 0 | 0 | 70.176 | 52 | 2 |  | 2036 | 0 | 0 | 0 | 0 | 0 | 0 |  |  |  | 0 | 0 | 0 | 0 | 0 | 0 | 70.176 | 70.176 | 70.176 | 70.176 | 70.176 | 350.88 | 52 | 52 | 52 | 52 | 52 | 260 | 1687 |  | 0
0 | MAPUTO PROVÍNCIA | SP | BOANE | Radio Marconi, Boane | Refrigerator | PQS_refr | Vestfrost | VLS 404A AC |  | Electricity | 2021 | Functioning well |  |  |  |  | CCE not to replace |  | CCEOP1 | 2023-03-30 | Sousa Ribe | PQS E003/112 | ILR | 145 | 0 | 0 | 25.08 | 41.4 | 2 |  | 2036 | 0 | 0 | 0 | 0 | 0 | 0 |  |  |  | 0 | 0 | 0 | 0 | 0 | 0 | 25.08 | 25.08 | 25.08 | 25.08 | 25.08 | 125.4 | 41.4 | 41.4 | 41.4 | 41.4 | 41.4 | 207 | 1688 |  | 0
0 | MAPUTO PROVÍNCIA | SP | BOANE | Radio Marconi, Boane | Refrigerator | PQS_refr | Vestfrost | VLS 404A AC |  | Electricity | 2021 | Functioning well |  |  |  |  | CCE not to replace |  | CCEOP1 | 2023-03-30 | Sousa Ribe | PQS E003/112 | ILR | 145 | 0 | 0 | 25.08 | 41.4 | 2 |  | 2036 | 0 | 0 | 0 | 0 | 0 | 0 |  |  |  | 0 | 0 | 0 | 0 | 0 | 0 | 25.08 | 25.08 | 25.08 | 25.08 | 25.08 | 125.4 | 41.4 | 41.4 | 41.4 | 41.4 | 41.4 | 207 | 1689 |  | 0
0 | MAPUTO PROVÍNCIA | SP | BOANE | Mulotana, Boane | Refrigerator | PQS_refr | Vestfrost | VLS 054A SDD Greenline |  | Solar | 2019 | Functioning well |  |  |  |  | CCE not to replace |  |  | 2023-03-30 | Sousa Ribe | PQS E003/106 | SDR | 55.5 | 0 | 0 | 70.176 | 52 | 4 |  | 2034 | 0 | 0 | 0 | 0 | 0 | 0 |  |  |  | 0 | 0 | 0 | 0 | 0 | 0 | 70.176 | 70.176 | 70.176 | 70.176 | 70.176 | 350.88 | 52 | 52 | 52 | 52 | 52 | 260 | 1690 |  | 0
0 | MAPUTO PROVÍNCIA | SP | BOANE | Mulotana, Boane | Refrigerator | PQS_refr | Vestfrost | VLS 404A AC |  | Electricity | 2021 | Functioning well |  |  |  |  | CCE not to replace |  | CCEOP1 | 2023-03-30 | Sousa Ribe | PQS E003/112 | ILR | 145 | 0 | 0 | 25.08 | 41.4 | 2 |  | 2036 | 0 | 0 | 0 | 0 | 0 | 0 |  |  |  | 0 | 0 | 0 | 0 | 0 | 0 | 25.08 | 25.08 | 25.08 | 25.08 | 25.08 | 125.4 | 41.4 | 41.4 | 41.4 | 41.4 | 41.4 | 207 | 1691 |  | 0
0 | MAPUTO PROVÍNCIA | LD | MOAMBA | Depósito D. MOAMBA | Refrigerator | PQS_refr | Vestfrost | VLS 054A SDD Greenline |  | Solar | 2021 | Functioning well |  |  |  |  | CCE not to replace |  | CCEOP1 | 2023-03-30 | Sousa Ribe | PQS E003/106 | SDR | 55.5 | 0 | 0 | 70.176 | 52 | 2 |  | 2036 | 0 | 0 | 0 | 0 | 0 | 0 |  |  |  | 0 | 0 | 0 | 0 | 0 | 0 | 70.176 | 70.176 | 70.176 | 70.176 | 70.176 | 350.88 | 52 | 52 | 52 | 52 | 52 | 260 | 1692 |  | 0
0 | MAPUTO PROVÍNCIA | LD | MOAMBA | Depósito D. MOAMBA | Refrigerator | PQS_refr | Vestfrost | VLS 404A AC |  | Electricity | 2021 | Functioning well |  |  |  |  | CCE not to replace |  | CCEOP1 | 2023-03-30 | Sousa Ribe | PQS E003/112 | ILR | 145 | 0 | 0 | 25.08 | 41.4 | 2 |  | 2036 | 0 | 0 | 0 | 0 | 0 | 0 |  |  |  | 0 | 0 | 0 | 0 | 0 | 0 | 25.08 | 25.08 | 25.08 | 25.08 | 25.08 | 125.4 | 41.4 | 41.4 | 41.4 | 41.4 | 41.4 | 207 | 1693 |  | 0
0 | MAPUTO PROVÍNCIA | LD | MOAMBA | Depósito D. MOAMBA | Refrigerator | PQS_refr | Vestfrost | VLS 404A AC |  | Electricity | 2021 | Functioning well |  |  |  |  | CCE not to replace |  | CCEOP1 | 2023-03-30 | Sousa Ribe | PQS E003/112 | ILR | 145 | 0 | 0 | 25.08 | 41.4 | 2 |  | 2036 | 0 | 0 | 0 | 0 | 0 | 0 |  |  |  | 0 | 0 | 0 | 0 | 0 | 0 | 25.08 | 25.08 | 25.08 | 25.08 | 25.08 | 125.4 | 41.4 | 41.4 | 41.4 | 41.4 | 41.4 | 207 | 1694 |  | 0
0 | MAPUTO PROVÍNCIA | SP | MOAMBA | Mahulane, Moamba | Refrigerator | PQS_refr | Vestfrost | VLS 054A SDD Greenline |  | Solar | 2019 | Functioning well |  |  |  |  | CCE not to replace |  |  | 2023-03-30 | Sousa Ribe | PQS E003/106 | SDR | 55.5 | 0 | 0 | 70.176 | 52 | 4 |  | 2034 | 0 | 0 | 0 | 0 | 0 | 0 |  |  |  | 0 | 0 | 0 | 0 | 0 | 0 | 70.176 | 70.176 | 70.176 | 70.176 | 70.176 | 350.88 | 52 | 52 | 52 | 52 | 52 | 260 | 1695 |  | 0
0 | MAPUTO PROVÍNCIA | SP | MOAMBA | Mahulane, Moamba | Refrigerator | PQS_refr | Vestfrost | VLS 056 RF SDD |  | Solar | 2020 | Functioning well |  |  |  |  | CCE not to replace |  | CCEOP1 | 2023-03-30 | Sousa Ribe | PQS E003/092 | SDRF | 36 | 34.3 | 0 | 116.04 | 52 | 3 |  | 2035 | 0 | 0 | 0 | 0 | 0 | 0 |  |  |  | 0 | 0 | 0 | 0 | 0 | 0 | 116.04 | 116.04 | 116.04 | 116.04 | 116.04 | 580.2 | 52 | 52 | 52 | 52 | 52 | 260 | 1696 |  | 0
0 | MAPUTO PROVÍNCIA | SP | MOAMBA | Moamba, Moamba | Refrigerator | PQS_refr | Vestfrost | VLS 056 RF SDD |  | Solar | 2020 | Functioning well |  |  |  |  | CCE not to replace |  | CCEOP1 | 2023-03-30 | Sousa Ribe | PQS E003/092 | SDRF | 36 | 34.3 | 0 | 116.04 | 52 | 3 |  | 2035 | 0 | 0 | 0 | 0 | 0 | 0 |  |  |  | 0 | 0 | 0 | 0 | 0 | 0 | 116.04 | 116.04 | 116.04 | 116.04 | 116.04 | 580.2 | 52 | 52 | 52 | 52 | 52 | 260 | 1697 |  | 0
0 | MAPUTO PROVÍNCIA | SP | MOAMBA | Ngolhosa | Refrigerator | PQS_refr | Vestfrost | VLS 056 RF SDD |  | Solar | 2020 | Functioning well |  |  |  |  | CCE not to replace |  | CCEOP1 | 2023-03-30 | Sousa Ribe | PQS E003/092 | SDRF | 36 | 34.3 | 0 | 116.04 | 52 | 3 |  | 2035 | 0 | 0 | 0 | 0 | 0 | 0 |  |  |  | 0 | 0 | 0 | 0 | 0 | 0 | 116.04 | 116.04 | 116.04 | 116.04 | 116.04 | 580.2 | 52 | 52 | 52 | 52 | 52 | 260 | 1698 |  | 0
0 | MAPUTO PROVÍNCIA | SP | MOAMBA | Pessene, Moamba | Refrigerator | PQS_refr | Vestfrost | VLS 056 RF SDD |  | Solar | 2020 | Functioning well |  |  |  |  | CCE not to replace |  | CCEOP1 | 2023-03-30 | Sousa Ribe | PQS E003/092 | SDRF | 36 | 34.3 | 0 | 116.04 | 52 | 3 |  | 2035 | 0 | 0 | 0 | 0 | 0 | 0 |  |  |  | 0 | 0 | 0 | 0 | 0 | 0 | 116.04 | 116.04 | 116.04 | 116.04 | 116.04 | 580.2 | 52 | 52 | 52 | 52 | 52 | 260 | 1699 |  | 0
0 | MAPUTO PROVÍNCIA | SP | MOAMBA | Ressano Garcia, Moamba | Refrigerator | PQS_refr | Vestfrost | VLS 056 RF SDD |  | Solar | 2020 | Functioning well |  |  |  |  | CCE not to replace |  | CCEOP1 | 2023-03-30 | Sousa Ribe | PQS E003/092 | SDRF | 36 | 34.3 | 0 | 116.04 | 52 | 3 |  | 2035 | 0 | 0 | 0 | 0 | 0 | 0 |  |  |  | 0 | 0 | 0 | 0 | 0 | 0 | 116.04 | 116.04 | 116.04 | 116.04 | 116.04 | 580.2 | 52 | 52 | 52 | 52 | 52 | 260 | 1700 |  | 0
0 | MAPUTO PROVÍNCIA | SP | MOAMBA | Sabié, Moamba | Refrigerator | PQS_refr | Vestfrost | VLS 056 RF SDD |  | Solar | 2020 | Functioning well |  |  |  |  | CCE not to replace |  | CCEOP1 | 2023-03-30 | Sousa Ribe | PQS E003/092 | SDRF | 36 | 34.3 | 0 | 116.04 | 52 | 3 |  | 2035 | 0 | 0 | 0 | 0 | 0 | 0 |  |  |  | 0 | 0 | 0 | 0 | 0 | 0 | 116.04 | 116.04 | 116.04 | 116.04 | 116.04 | 580.2 | 52 | 52 | 52 | 52 | 52 | 260 | 1701 |  | 0
0 | MAPUTO PROVÍNCIA | SP | MOAMBA | Tenga, Moamba | Refrigerator | PQS_refr | Vestfrost | VLS 056 RF SDD |  | Solar | 2020 | Functioning well |  |  |  |  | CCE not to replace |  | CCEOP1 | 2023-03-30 | Sousa Ribe | PQS E003/092 | SDRF | 36 | 34.3 | 0 | 116.04 | 52 | 3 |  | 2035 | 0 | 0 | 0 | 0 | 0 | 0 |  |  |  | 0 | 0 | 0 | 0 | 0 | 0 | 116.04 | 116.04 | 116.04 | 116.04 | 116.04 | 580.2 | 52 | 52 | 52 | 52 | 52 | 260 | 1702 |  | 0
0 | MAPUTO PROVÍNCIA | LD | MAGUDE | Depósito D. MAGUDE | Refrigerator | PQS_refr | Vestfrost | VLS 056 RF SDD |  | Solar | 2020 | Functioning well |  |  |  |  | CCE not to replace |  | CCEOP1 | 2023-03-30 | Sousa Ribe | PQS E003/092 | SDRF | 36 | 34.3 | 0 | 116.04 | 52 | 3 |  | 2035 | 0 | 0 | 0 | 0 | 0 | 0 |  |  |  | 0 | 0 | 0 | 0 | 0 | 0 | 116.04 | 116.04 | 116.04 | 116.04 | 116.04 | 580.2 | 52 | 52 | 52 | 52 | 52 | 260 | 1703 |  | 0
0 | MAPUTO PROVÍNCIA | LD | MAGUDE | Depósito D. MAGUDE | Refrigerator | PQS_refr | Vestfrost | VLS 056 RF SDD |  | Solar | 2020 | Functioning well |  |  |  |  | CCE not to replace |  | CCEOP1 | 2023-03-30 | Sousa Ribe | PQS E003/092 | SDRF | 36 | 34.3 | 0 | 116.04 | 52 | 3 |  | 2035 | 0 | 0 | 0 | 0 | 0 | 0 |  |  |  | 0 | 0 | 0 | 0 | 0 | 0 | 116.04 | 116.04 | 116.04 | 116.04 | 116.04 | 580.2 | 52 | 52 | 52 | 52 | 52 | 260 | 1704 |  | 0
0 | MAPUTO PROVÍNCIA | LD | MAGUDE | Depósito D. MAGUDE | Refrigerator | PQS_refr | Vestfrost | VLS 056 RF SDD |  | Solar | 2019 | Functioning well |  |  |  |  | CCE not to replace |  |  | 2023-03-30 | Sousa Ribe | PQS E003/092 | SDRF | 36 | 34.3 | 0 | 116.04 | 52 | 4 |  | 2034 | 0 | 0 | 0 | 0 | 0 | 0 |  |  |  | 0 | 0 | 0 | 0 | 0 | 0 | 116.04 | 116.04 | 116.04 | 116.04 | 116.04 | 580.2 | 52 | 52 | 52 | 52 | 52 | 260 | 1705 |  | 0
0 | MAPUTO PROVÍNCIA | SP | MAGUDE | Chicutso, Magude | Refrigerator | PQS_refr | Vestfrost | VLS 056 RF SDD |  | Solar | 2020 | Functioning well |  |  |  |  | CCE not to replace |  | CCEOP1 | 2023-03-30 | Sousa Ribe | PQS E003/092 | SDRF | 36 | 34.3 | 0 | 116.04 | 52 | 3 |  | 2035 | 0 | 0 | 0 | 0 | 0 | 0 |  |  |  | 0 | 0 | 0 | 0 | 0 | 0 | 116.04 | 116.04 | 116.04 | 116.04 | 116.04 | 580.2 | 52 | 52 | 52 | 52 | 52 | 260 | 1706 |  | 0
0 | MAPUTO PROVÍNCIA | SP | MAGUDE | Chicutso, Magude | Refrigerator | PQS_refr | Vestfrost | VLS 056 RF SDD |  | Solar | 2019 | Functioning well |  |  |  |  | CCE not to replace |  |  | 2023-03-30 | Sousa Ribe | PQS E003/092 | SDRF | 36 | 34.3 | 0 | 116.04 | 52 | 4 |  | 2034 | 0 | 0 | 0 | 0 | 0 | 0 |  |  |  | 0 | 0 | 0 | 0 | 0 | 0 | 116.04 | 116.04 | 116.04 | 116.04 | 116.04 | 580.2 | 52 | 52 | 52 | 52 | 52 | 260 | 1707 |  | 0
0 | MAPUTO PROVÍNCIA | SP | MAGUDE | Facazissa, Magude | Refrigerator | PQS_refr | Vestfrost | VLS 056 RF SDD |  | Solar | 2019 | Functioning well |  |  |  |  | CCE not to replace |  |  | 2023-03-30 | Sousa Ribe | PQS E003/092 | SDRF | 36 | 34.3 | 0 | 116.04 | 52 | 4 |  | 2034 | 0 | 0 | 0 | 0 | 0 | 0 |  |  |  | 0 | 0 | 0 | 0 | 0 | 0 | 116.04 | 116.04 | 116.04 | 116.04 | 116.04 | 580.2 | 52 | 52 | 52 | 52 | 52 | 260 | 1708 |  | 0
0 | MAPUTO PROVÍNCIA | SP | MAGUDE | Magude, Magude | Refrigerator | PQS_refr | Vestfrost | VLS 056 RF SDD |  | Solar | 2019 | Functioning well |  |  |  |  | CCE not to replace |  |  | 2023-03-30 | Sousa Ribe | PQS E003/092 | SDRF | 36 | 34.3 | 0 | 116.04 | 52 | 4 |  | 2034 | 0 | 0 | 0 | 0 | 0 | 0 |  |  |  | 0 | 0 | 0 | 0 | 0 | 0 | 116.04 | 116.04 | 116.04 | 116.04 | 116.04 | 580.2 | 52 | 52 | 52 | 52 | 52 | 260 | 1709 |  | 0
0 | MAPUTO PROVÍNCIA | SP | MAGUDE | Mahel, Magude | Refrigerator | PQS_refr | Vestfrost | VLS 056 RF SDD |  | Solar | 2019 | Functioning well |  |  |  |  | CCE not to replace |  |  | 2023-03-30 | Sousa Ribe | PQS E003/092 | SDRF | 36 | 34.3 | 0 | 116.04 | 52 | 4 |  | 2034 | 0 | 0 | 0 | 0 | 0 | 0 |  |  |  | 0 | 0 | 0 | 0 | 0 | 0 | 116.04 | 116.04 | 116.04 | 116.04 | 116.04 | 580.2 | 52 | 52 | 52 | 52 | 52 | 260 | 1710 |  | 0
0 | MAPUTO PROVÍNCIA | SP | MAGUDE | Mapulanguene, Magude | Refrigerator | PQS_refr | Vestfrost | VLS 056 RF SDD |  | Solar | 2019 | Functioning well |  |  |  |  | CCE not to replace |  |  | 2023-03-30 | Sousa Ribe | PQS E003/092 | SDRF | 36 | 34.3 | 0 | 116.04 | 52 | 4 |  | 2034 | 0 | 0 | 0 | 0 | 0 | 0 |  |  |  | 0 | 0 | 0 | 0 | 0 | 0 | 116.04 | 116.04 | 116.04 | 116.04 | 116.04 | 580.2 | 52 | 52 | 52 | 52 | 52 | 260 | 1711 |  | 0
0 | MAPUTO PROVÍNCIA | SP | MAGUDE | Moine, Magude | Refrigerator | PQS_refr | Vestfrost | VLS 056 RF SDD |  | Solar | 2019 | Functioning well |  |  |  |  | CCE not to replace |  |  | 2023-03-30 | Sousa Ribe | PQS E003/092 | SDRF | 36 | 34.3 | 0 | 116.04 | 52 | 4 |  | 2034 | 0 | 0 | 0 | 0 | 0 | 0 |  |  |  | 0 | 0 | 0 | 0 | 0 | 0 | 116.04 | 116.04 | 116.04 | 116.04 | 116.04 | 580.2 | 52 | 52 | 52 | 52 | 52 | 260 | 1712 |  | 0
0 | MAPUTO PROVÍNCIA | SP | MAGUDE | Motaze, Magude | Refrigerator | PQS_refr | Vestfrost | VLS 056 RF SDD |  | Solar | 2019 | Functioning well |  |  |  |  | CCE not to replace |  |  | 2023-03-30 | Sousa Ribe | PQS E003/092 | SDRF | 36 | 34.3 | 0 | 116.04 | 52 | 4 |  | 2034 | 0 | 0 | 0 | 0 | 0 | 0 |  |  |  | 0 | 0 | 0 | 0 | 0 | 0 | 116.04 | 116.04 | 116.04 | 116.04 | 116.04 | 580.2 | 52 | 52 | 52 | 52 | 52 | 260 | 1713 |  | 0
0 | MAPUTO PROVÍNCIA | SP | MAGUDE | Panjane, Magude | Refrigerator | PQS_refr | Vestfrost | VLS 056 RF SDD |  | Solar | 2019 | Functioning well |  |  |  |  | CCE not to replace |  |  | 2023-03-30 | Sousa Ribe | PQS E003/092 | SDRF | 36 | 34.3 | 0 | 116.04 | 52 | 4 |  | 2034 | 0 | 0 | 0 | 0 | 0 | 0 |  |  |  | 0 | 0 | 0 | 0 | 0 | 0 | 116.04 | 116.04 | 116.04 | 116.04 | 116.04 | 580.2 | 52 | 52 | 52 | 52 | 52 | 260 | 1714 |  | 0
0 | MAPUTO PROVÍNCIA | LD | MANHIÇA | Depósito D. MANHIÇA | Freezer | PQS_freezer | Vestfrost | MF 314 |  | Electricity | 2021 | Functioning well |  |  |  |  | CCE not to replace |  | CCEOP1 | 2023-03-30 | Sousa Ribe | PQS E003/023 | VWPF | 0 | 281 | 0 | 13.752 | 253.8 | 2 |  | 2036 | 0 | 0 | 0 | 0 | 0 | 0 |  |  |  | 0 | 0 | 0 | 0 | 0 | 0 | 13.752 | 13.752 | 13.752 | 13.752 | 13.752 | 68.76 | 253.8 | 253.8 | 253.8 | 253.8 | 253.8 | 1269 | 1715 |  | 0
0 | MAPUTO PROVÍNCIA | LD | MANHIÇA | Depósito D. MANHIÇA | Refrigerator | PQS_refr | Vestfrost | VLS 056 RF SDD |  | Solar | 2019 | Functioning well |  |  |  |  | CCE not to replace |  |  | 2023-03-30 | Sousa Ribe | PQS E003/092 | SDRF | 36 | 34.3 | 0 | 116.04 | 52 | 4 |  | 2034 | 0 | 0 | 0 | 0 | 0 | 0 |  |  |  | 0 | 0 | 0 | 0 | 0 | 0 | 116.04 | 116.04 | 116.04 | 116.04 | 116.04 | 580.2 | 52 | 52 | 52 | 52 | 52 | 260 | 1716 |  | 0
0 | MAPUTO PROVÍNCIA | LD | MANHIÇA | Depósito D. MANHIÇA | Refrigerator | PQS_refr | Vestfrost | VLS 056 RF SDD |  | Solar | 2019 | Functioning well |  |  |  |  | CCE not to replace |  |  | 2023-03-30 | Sousa Ribe | PQS E003/092 | SDRF | 36 | 34.3 | 0 | 116.04 | 52 | 4 |  | 2034 | 0 | 0 | 0 | 0 | 0 | 0 |  |  |  | 0 | 0 | 0 | 0 | 0 | 0 | 116.04 | 116.04 | 116.04 | 116.04 | 116.04 | 580.2 | 52 | 52 | 52 | 52 | 52 | 260 | 1717 |  | 0
0 | MAPUTO PROVÍNCIA | LD | MANHIÇA | Depósito D. MANHIÇA | Refrigerator | PQS_refr | Vestfrost | VLS 056 RF SDD |  | Solar | 2019 | Functioning well |  |  |  |  | CCE not to replace |  |  | 2023-03-30 | Sousa Ribe | PQS E003/092 | SDRF | 36 | 34.3 | 0 | 116.04 | 52 | 4 |  | 2034 | 0 | 0 | 0 | 0 | 0 | 0 |  |  |  | 0 | 0 | 0 | 0 | 0 | 0 | 116.04 | 116.04 | 116.04 | 116.04 | 116.04 | 580.2 | 52 | 52 | 52 | 52 | 52 | 260 | 1718 |  | 0
0 | MAPUTO PROVÍNCIA | LD | MANHIÇA | Depósito D. MANHIÇA | Refrigerator | PQS_refr | Vestfrost | VLS 056 RF SDD |  | Solar | 2019 | Functioning well |  |  |  |  | CCE not to replace |  |  | 2023-03-30 | Sousa Ribe | PQS E003/092 | SDRF | 36 | 34.3 | 0 | 116.04 | 52 | 4 |  | 2034 | 0 | 0 | 0 | 0 | 0 | 0 |  |  |  | 0 | 0 | 0 | 0 | 0 | 0 | 116.04 | 116.04 | 116.04 | 116.04 | 116.04 | 580.2 | 52 | 52 | 52 | 52 | 52 | 260 | 1719 |  | 0
0 | MAPUTO PROVÍNCIA | SP | MANHIÇA | HR Xinavane, Manhica | Refrigerator | PQS_refr | Vestfrost | VLS 056 RF SDD |  | Solar | 2019 | Functioning well |  |  |  |  | CCE not to replace |  |  | 2023-03-30 | Sousa Ribe | PQS E003/092 | SDRF | 36 | 34.3 | 0 | 116.04 | 52 | 4 |  | 2034 | 0 | 0 | 0 | 0 | 0 | 0 |  |  |  | 0 | 0 | 0 | 0 | 0 | 0 | 116.04 | 116.04 | 116.04 | 116.04 | 116.04 | 580.2 | 52 | 52 | 52 | 52 | 52 | 260 | 1720 |  | 0
0 | MAPUTO PROVÍNCIA | SP | MANHIÇA | HR Xinavane, Manhica | Refrigerator | PQS_refr | Vestfrost | VLS 056 RF SDD |  | Solar | 2019 | Functioning well |  |  |  |  | CCE not to replace |  |  | 2023-03-30 | Sousa Ribe | PQS E003/092 | SDRF | 36 | 34.3 | 0 | 116.04 | 52 | 4 |  | 2034 | 0 | 0 | 0 | 0 | 0 | 0 |  |  |  | 0 | 0 | 0 | 0 | 0 | 0 | 116.04 | 116.04 | 116.04 | 116.04 | 116.04 | 580.2 | 52 | 52 | 52 | 52 | 52 | 260 | 1721 |  | 0
0 | MAPUTO PROVÍNCIA | SP | MANHIÇA | HR Xinavane, Manhica | Refrigerator | PQS_refr | Vestfrost | VLS 056 RF SDD |  | Solar | 2020 | Functioning well |  |  |  |  | CCE not to replace |  | CCEOP1 | 2023-03-30 | Sousa Ribe | PQS E003/092 | SDRF | 36 | 34.3 | 0 | 116.04 | 52 | 3 |  | 2035 | 0 | 0 | 0 | 0 | 0 | 0 |  |  |  | 0 | 0 | 0 | 0 | 0 | 0 | 116.04 | 116.04 | 116.04 | 116.04 | 116.04 | 580.2 | 52 | 52 | 52 | 52 | 52 | 260 | 1722 |  | 0
0 | MAPUTO PROVÍNCIA | SP | MANHIÇA | Ilha Josina, Manhica | Refrigerator | PQS_refr | Vestfrost | VLS 056 RF SDD |  | Solar | 2020 | Functioning well |  |  |  |  | CCE not to replace |  | CCEOP1 | 2023-03-30 | Sousa Ribe | PQS E003/092 | SDRF | 36 | 34.3 | 0 | 116.04 | 52 | 3 |  | 2035 | 0 | 0 | 0 | 0 | 0 | 0 |  |  |  | 0 | 0 | 0 | 0 | 0 | 0 | 116.04 | 116.04 | 116.04 | 116.04 | 116.04 | 580.2 | 52 | 52 | 52 | 52 | 52 | 260 | 1723 |  | 0
0 | MAPUTO PROVÍNCIA | SP | MANHIÇA | Ilha Josina, Manhica | Refrigerator | PQS_refr | Vestfrost | VLS 056 RF SDD |  | Solar | 2020 | Functioning well |  |  |  |  | CCE not to replace |  | CCEOP1 | 2023-03-30 | Sousa Ribe | PQS E003/092 | SDRF | 36 | 34.3 | 0 | 116.04 | 52 | 3 |  | 2035 | 0 | 0 | 0 | 0 | 0 | 0 |  |  |  | 0 | 0 | 0 | 0 | 0 | 0 | 116.04 | 116.04 | 116.04 | 116.04 | 116.04 | 580.2 | 52 | 52 | 52 | 52 | 52 | 260 | 1724 |  | 0
0 | MAPUTO PROVÍNCIA | SP | MANHIÇA | Malavela, Manhica | Refrigerator | PQS_refr | Vestfrost | VLS 056 RF SDD |  | Solar | 2020 | Functioning well |  |  |  |  | CCE not to replace |  | CCEOP1 | 2023-03-30 | Sousa Ribe | PQS E003/092 | SDRF | 36 | 34.3 | 0 | 116.04 | 52 | 3 |  | 2035 | 0 | 0 | 0 | 0 | 0 | 0 |  |  |  | 0 | 0 | 0 | 0 | 0 | 0 | 116.04 | 116.04 | 116.04 | 116.04 | 116.04 | 580.2 | 52 | 52 | 52 | 52 | 52 | 260 | 1725 |  | 0
0 | MAPUTO PROVÍNCIA | SP | MANHIÇA | Malavela, Manhica | Refrigerator | PQS_refr | Vestfrost | VLS 056 RF SDD |  | Solar | 2020 | Functioning well |  |  |  |  | CCE not to replace |  | CCEOP1 | 2023-03-30 | Sousa Ribe | PQS E003/092 | SDRF | 36 | 34.3 | 0 | 116.04 | 52 | 3 |  | 2035 | 0 | 0 | 0 | 0 | 0 | 0 |  |  |  | 0 | 0 | 0 | 0 | 0 | 0 | 116.04 | 116.04 | 116.04 | 116.04 | 116.04 | 580.2 | 52 | 52 | 52 | 52 | 52 | 260 | 1726 |  | 0
0 | MAPUTO PROVÍNCIA | SP | MANHIÇA | Maragra, Manhica | Refrigerator | PQS_refr | Vestfrost | VLS 056 RF SDD |  | Solar | 2020 | Functioning well |  |  |  |  | CCE not to replace |  | CCEOP1 | 2023-03-30 | Sousa Ribe | PQS E003/092 | SDRF | 36 | 34.3 | 0 | 116.04 | 52 | 3 |  | 2035 | 0 | 0 | 0 | 0 | 0 | 0 |  |  |  | 0 | 0 | 0 | 0 | 0 | 0 | 116.04 | 116.04 | 116.04 | 116.04 | 116.04 | 580.2 | 52 | 52 | 52 | 52 | 52 | 260 | 1727 |  | 0
0 | MAPUTO PROVÍNCIA | SP | MANHIÇA | Maragra, Manhica | Refrigerator | PQS_refr | Vestfrost | VLS 056 RF SDD |  | Solar | 2020 | Functioning well |  |  |  |  | CCE not to replace |  | CCEOP1 | 2023-03-30 | Sousa Ribe | PQS E003/092 | SDRF | 36 | 34.3 | 0 | 116.04 | 52 | 3 |  | 2035 | 0 | 0 | 0 | 0 | 0 | 0 |  |  |  | 0 | 0 | 0 | 0 | 0 | 0 | 116.04 | 116.04 | 116.04 | 116.04 | 116.04 | 580.2 | 52 | 52 | 52 | 52 | 52 | 260 | 1728 |  | 0
0 | MAPUTO PROVÍNCIA | SP | MANHIÇA | HR Xinavane, Manhica | Refrigerator | PQS_refr | Vestfrost | VLS 056 RF SDD |  | Solar | 2020 | Functioning well |  |  |  |  | CCE not to replace |  | CCEOP1 | 2023-03-30 | Sousa Ribe | PQS E003/092 | SDRF | 36 | 34.3 | 0 | 116.04 | 52 | 3 |  | 2035 | 0 | 0 | 0 | 0 | 0 | 0 |  |  |  | 0 | 0 | 0 | 0 | 0 | 0 | 116.04 | 116.04 | 116.04 | 116.04 | 116.04 | 580.2 | 52 | 52 | 52 | 52 | 52 | 260 | 1729 |  | 0
0 | MAPUTO PROVÍNCIA | SP | MANHIÇA | HR Xinavane, Manhica | Refrigerator | PQS_refr | Vestfrost | VLS 056 RF SDD |  | Solar | 2020 | Functioning well |  |  |  |  | CCE not to replace |  | CCEOP1 | 2023-03-30 | Sousa Ribe | PQS E003/092 | SDRF | 36 | 34.3 | 0 | 116.04 | 52 | 3 |  | 2035 | 0 | 0 | 0 | 0 | 0 | 0 |  |  |  | 0 | 0 | 0 | 0 | 0 | 0 | 116.04 | 116.04 | 116.04 | 116.04 | 116.04 | 580.2 | 52 | 52 | 52 | 52 | 52 | 260 | 1730 |  | 0
0 | MAPUTO PROVÍNCIA | SP | MANHIÇA | HR Xinavane, Manhica | Refrigerator | PQS_refr | Vestfrost | VLS 056 RF SDD |  | Solar | 2020 | Functioning well |  |  |  |  | CCE not to replace |  | CCEOP1 | 2023-03-30 | Sousa Ribe | PQS E003/092 | SDRF | 36 | 34.3 | 0 | 116.04 | 52 | 3 |  | 2035 | 0 | 0 | 0 | 0 | 0 | 0 |  |  |  | 0 | 0 | 0 | 0 | 0 | 0 | 116.04 | 116.04 | 116.04 | 116.04 | 116.04 | 580.2 | 52 | 52 | 52 | 52 | 52 | 260 | 1731 |  | 0
0 | MAPUTO PROVÍNCIA | SP | MANHIÇA | HR Xinavane, Manhica | Refrigerator | PQS_refr | Vestfrost | VLS 056 RF SDD |  | Solar | 2020 | Functioning well |  |  |  |  | CCE not to replace |  | CCEOP1 | 2023-03-30 | Sousa Ribe | PQS E003/092 | SDRF | 36 | 34.3 | 0 | 116.04 | 52 | 3 |  | 2035 | 0 | 0 | 0 | 0 | 0 | 0 |  |  |  | 0 | 0 | 0 | 0 | 0 | 0 | 116.04 | 116.04 | 116.04 | 116.04 | 116.04 | 580.2 | 52 | 52 | 52 | 52 | 52 | 260 | 1732 |  | 0
0 | MAPUTO PROVÍNCIA | SP | MANHIÇA | Munguine, Manhica | Refrigerator | PQS_refr | Vestfrost | VLS 056 RF SDD |  | Solar | 2020 | Functioning well |  |  |  |  | CCE not to replace |  | CCEOP1 | 2023-03-30 | Sousa Ribe | PQS E003/092 | SDRF | 36 | 34.3 | 0 | 116.04 | 52 | 3 |  | 2035 | 0 | 0 | 0 | 0 | 0 | 0 |  |  |  | 0 | 0 | 0 | 0 | 0 | 0 | 116.04 | 116.04 | 116.04 | 116.04 | 116.04 | 580.2 | 52 | 52 | 52 | 52 | 52 | 260 | 1733 |  | 0
0 | MAPUTO PROVÍNCIA | SP | MANHIÇA | Munguine, Manhica | Refrigerator | PQS_refr | Vestfrost | VLS 056 RF SDD |  | Solar | 2020 | Functioning well |  |  |  |  | CCE not to replace |  | CCEOP1 | 2023-03-30 | Sousa Ribe | PQS E003/092 | SDRF | 36 | 34.3 | 0 | 116.04 | 52 | 3 |  | 2035 | 0 | 0 | 0 | 0 | 0 | 0 |  |  |  | 0 | 0 | 0 | 0 | 0 | 0 | 116.04 | 116.04 | 116.04 | 116.04 | 116.04 | 580.2 | 52 | 52 | 52 | 52 | 52 | 260 | 1734 |  | 0
0 | MAPUTO PROVÍNCIA | SP | MANHIÇA | Maluana, Manhica | Refrigerator | PQS_refr | B Medical Systems Sarl (Dometic) | TCW 80 AC |  | Electricity | 2021 | Functioning well |  |  |  |  | CCE not to replace |  | CCEOP1 | 2023-03-30 | Sousa Ribe | PQS E003/101 | ILR | 80.5 | 0 | 0 | 71.808 | 69.6 | 2 |  | 2036 | 0 | 0 | 0 | 0 | 0 | 0 |  |  |  | 0 | 0 | 0 | 0 | 0 | 0 | 71.808 | 71.808 | 71.808 | 71.808 | 71.808 | 359.04 | 69.6 | 69.6 | 69.6 | 69.6 | 69.6 | 348 | 1735 |  | 0
0 | MAPUTO PROVÍNCIA | SP | MANHIÇA | Maluana, Manhica | Refrigerator | PQS_refr | B Medical Systems Sarl (Dometic) | TCW 80 AC |  | Electricity | 2021 | Functioning well |  |  |  |  | CCE not to replace |  | CCEOP1 | 2023-03-30 | Sousa Ribe | PQS E003/101 | ILR | 80.5 | 0 | 0 | 71.808 | 69.6 | 2 |  | 2036 | 0 | 0 | 0 | 0 | 0 | 0 |  |  |  | 0 | 0 | 0 | 0 | 0 | 0 | 71.808 | 71.808 | 71.808 | 71.808 | 71.808 | 359.04 | 69.6 | 69.6 | 69.6 | 69.6 | 69.6 | 348 | 1736 |  | 0
0 | MAPUTO PROVÍNCIA | SP | MANHIÇA | Nwamatibjana, Manhica | Refrigerator | PQS_refr | B Medical Systems Sarl (Dometic) | TCW 80 AC |  | Electricity | 2021 | Functioning well |  |  |  |  | CCE not to replace |  | CCEOP1 | 2023-03-30 | Sousa Ribe | PQS E003/101 | ILR | 80.5 | 0 | 0 | 71.808 | 69.6 | 2 |  | 2036 | 0 | 0 | 0 | 0 | 0 | 0 |  |  |  | 0 | 0 | 0 | 0 | 0 | 0 | 71.808 | 71.808 | 71.808 | 71.808 | 71.808 | 359.04 | 69.6 | 69.6 | 69.6 | 69.6 | 69.6 | 348 | 1737 |  | 0
0 | MAPUTO PROVÍNCIA | SP | MANHIÇA | Nwamatibjana, Manhica | Refrigerator | PQS_refr | B Medical Systems Sarl (Dometic) | TCW 80 AC |  | Electricity | 2021 | Functioning well |  |  |  |  | CCE not to replace |  | CCEOP1 | 2023-03-30 | Sousa Ribe | PQS E003/101 | ILR | 80.5 | 0 | 0 | 71.808 | 69.6 | 2 |  | 2036 | 0 | 0 | 0 | 0 | 0 | 0 |  |  |  | 0 | 0 | 0 | 0 | 0 | 0 | 71.808 | 71.808 | 71.808 | 71.808 | 71.808 | 359.04 | 69.6 | 69.6 | 69.6 | 69.6 | 69.6 | 348 | 1738 |  | 0
0 | MAPUTO PROVÍNCIA | SP | MANHIÇA | Taninga, Manhica | Refrigerator | PQS_refr | B Medical Systems Sarl (Dometic) | TCW 80 AC |  | Electricity | 2021 | Functioning well |  |  |  |  | CCE not to replace |  | CCEOP1 | 2023-03-30 | Sousa Ribe | PQS E003/101 | ILR | 80.5 | 0 | 0 | 71.808 | 69.6 | 2 |  | 2036 | 0 | 0 | 0 | 0 | 0 | 0 |  |  |  | 0 | 0 | 0 | 0 | 0 | 0 | 71.808 | 71.808 | 71.808 | 71.808 | 71.808 | 359.04 | 69.6 | 69.6 | 69.6 | 69.6 | 69.6 | 348 | 1739 |  | 0
0 | MAPUTO PROVÍNCIA | SP | MANHIÇA | Dzovo, Marracuene | Refrigerator | PQS_refr | B Medical Systems Sarl (Dometic) | TCW 80 AC |  | Electricity | 2021 | Functioning well |  |  |  |  | CCE not to replace |  | CCEOP1 | 2023-03-30 | Sousa Ribe | PQS E003/101 | ILR | 80.5 | 0 | 0 | 71.808 | 69.6 | 2 |  | 2036 | 0 | 0 | 0 | 0 | 0 | 0 |  |  |  | 0 | 0 | 0 | 0 | 0 | 0 | 71.808 | 71.808 | 71.808 | 71.808 | 71.808 | 359.04 | 69.6 | 69.6 | 69.6 | 69.6 | 69.6 | 348 | 1740 |  | 0
0 | MAPUTO PROVÍNCIA | SP | MANHIÇA | Habel Jafar, Marracuene | Refrigerator | PQS_refr | B Medical Systems Sarl (Dometic) | TCW 80 AC |  | Electricity | 2021 | Functioning well |  |  |  |  | CCE not to replace |  | CCEOP1 | 2023-03-30 | Sousa Ribe | PQS E003/101 | ILR | 80.5 | 0 | 0 | 71.808 | 69.6 | 2 |  | 2036 | 0 | 0 | 0 | 0 | 0 | 0 |  |  |  | 0 | 0 | 0 | 0 | 0 | 0 | 71.808 | 71.808 | 71.808 | 71.808 | 71.808 | 359.04 | 69.6 | 69.6 | 69.6 | 69.6 | 69.6 | 348 | 1741 |  | 0
0 | MAPUTO PROVÍNCIA | LD | MARRACUENE | Depósito D. MARRACUENE | Refrigerator | PQS_refr | B Medical Systems Sarl (Dometic) | TCW 80 AC |  | Electricity | 2021 | Functioning well |  |  |  |  | CCE not to replace |  | CCEOP1 | 2023-03-30 | Sousa Ribe | PQS E003/101 | ILR | 80.5 | 0 | 0 | 71.808 | 69.6 | 2 |  | 2036 | 0 | 0 | 0 | 0 | 0 | 0 |  |  |  | 0 | 0 | 0 | 0 | 0 | 0 | 71.808 | 71.808 | 71.808 | 71.808 | 71.808 | 359.04 | 69.6 | 69.6 | 69.6 | 69.6 | 69.6 | 348 | 1742 |  | 0
0 | MAPUTO PROVÍNCIA | LD | MARRACUENE | Depósito D. MARRACUENE | Refrigerator | PQS_refr | B Medical Systems Sarl (Dometic) | TCW 80 AC |  | Electricity | 2021 | Functioning well |  |  |  |  | CCE not to replace |  | CCEOP1 | 2023-03-30 | Sousa Ribe | PQS E003/101 | ILR | 80.5 | 0 | 0 | 71.808 | 69.6 | 2 |  | 2036 | 0 | 0 | 0 | 0 | 0 | 0 |  |  |  | 0 | 0 | 0 | 0 | 0 | 0 | 71.808 | 71.808 | 71.808 | 71.808 | 71.808 | 359.04 | 69.6 | 69.6 | 69.6 | 69.6 | 69.6 | 348 | 1743 |  | 0
0 | MAPUTO PROVÍNCIA | LD | MARRACUENE | Depósito D. MARRACUENE | Refrigerator | PQS_refr | B Medical Systems Sarl (Dometic) | TCW 80 AC |  | Electricity | 2021 | Functioning well |  |  |  |  | CCE not to replace |  | CCEOP1 | 2023-03-30 | Sousa Ribe | PQS E003/101 | ILR | 80.5 | 0 | 0 | 71.808 | 69.6 | 2 |  | 2036 | 0 | 0 | 0 | 0 | 0 | 0 |  |  |  | 0 | 0 | 0 | 0 | 0 | 0 | 71.808 | 71.808 | 71.808 | 71.808 | 71.808 | 359.04 | 69.6 | 69.6 | 69.6 | 69.6 | 69.6 | 348 | 1744 |  | 0
0 | MAPUTO PROVÍNCIA | LD | MARRACUENE | Depósito D. MARRACUENE | Refrigerator | PQS_refr | B Medical Systems Sarl (Dometic) | TCW 80 AC |  | Electricity | 2021 | Functioning well |  |  |  |  | CCE not to replace |  | CCEOP1 | 2023-03-30 | Sousa Ribe | PQS E003/101 | ILR | 80.5 | 0 | 0 | 71.808 | 69.6 | 2 |  | 2036 | 0 | 0 | 0 | 0 | 0 | 0 |  |  |  | 0 | 0 | 0 | 0 | 0 | 0 | 71.808 | 71.808 | 71.808 | 71.808 | 71.808 | 359.04 | 69.6 | 69.6 | 69.6 | 69.6 | 69.6 | 348 | 1745 |  | 0
0 | MAPUTO PROVÍNCIA | SP | MARRACUENE | Machubo, Marracuene | Refrigerator | PQS_refr | B Medical Systems Sarl (Dometic) | TCW 80 AC |  | Electricity | 2021 | Functioning well |  |  |  |  | CCE not to replace |  | CCEOP1 | 2023-03-30 | Sousa Ribe | PQS E003/101 | ILR | 80.5 | 0 | 0 | 71.808 | 69.6 | 2 |  | 2036 | 0 | 0 | 0 | 0 | 0 | 0 |  |  |  | 0 | 0 | 0 | 0 | 0 | 0 | 71.808 | 71.808 | 71.808 | 71.808 | 71.808 | 359.04 | 69.6 | 69.6 | 69.6 | 69.6 | 69.6 | 348 | 1746 |  | 0
0 | MAPUTO PROVÍNCIA | SP | MARRACUENE | Mali, Marracuene | Refrigerator | PQS_refr | B Medical Systems Sarl (Dometic) | TCW 80 AC |  | Electricity | 2021 | Functioning well |  |  |  |  | CCE not to replace |  | CCEOP1 | 2023-03-30 | Sousa Ribe | PQS E003/101 | ILR | 80.5 | 0 | 0 | 71.808 | 69.6 | 2 |  | 2036 | 0 | 0 | 0 | 0 | 0 | 0 |  |  |  | 0 | 0 | 0 | 0 | 0 | 0 | 71.808 | 71.808 | 71.808 | 71.808 | 71.808 | 359.04 | 69.6 | 69.6 | 69.6 | 69.6 | 69.6 | 348 | 1747 |  | 0
0 | MAPUTO PROVÍNCIA | SP | MARRACUENE | Marracuene, Marracuene | Refrigerator | PQS_refr | B Medical Systems Sarl (Dometic) | TCW 80 AC |  | Electricity | 2021 | Functioning well |  |  |  |  | CCE not to replace |  | CCEOP1 | 2023-03-30 | Sousa Ribe | PQS E003/101 | ILR | 80.5 | 0 | 0 | 71.808 | 69.6 | 2 |  | 2036 | 0 | 0 | 0 | 0 | 0 | 0 |  |  |  | 0 | 0 | 0 | 0 | 0 | 0 | 71.808 | 71.808 | 71.808 | 71.808 | 71.808 | 359.04 | 69.6 | 69.6 | 69.6 | 69.6 | 69.6 | 348 | 1748 |  | 0
0 | MAPUTO PROVÍNCIA | SP | MARRACUENE | Matalane, Marracuene | Refrigerator | PQS_refr | B Medical Systems Sarl (Dometic) | TCW 80 AC |  | Electricity | 2021 | Functioning well |  |  |  |  | CCE not to replace |  | CCEOP1 | 2023-03-30 | Sousa Ribe | PQS E003/101 | ILR | 80.5 | 0 | 0 | 71.808 | 69.6 | 2 |  | 2036 | 0 | 0 | 0 | 0 | 0 | 0 |  |  |  | 0 | 0 | 0 | 0 | 0 | 0 | 71.808 | 71.808 | 71.808 | 71.808 | 71.808 | 359.04 | 69.6 | 69.6 | 69.6 | 69.6 | 69.6 | 348 | 1749 |  | 0
0 | MAPUTO PROVÍNCIA | SP | MARRACUENE | Michafutane, Marracuene | Refrigerator | PQS_refr | B Medical Systems Sarl (Dometic) | TCW 80 AC |  | Electricity | 2021 | Functioning well |  |  |  |  | CCE not to replace |  | CCEOP1 | 2023-03-30 | Sousa Ribe | PQS E003/101 | ILR | 80.5 | 0 | 0 | 71.808 | 69.6 | 2 |  | 2036 | 0 | 0 | 0 | 0 | 0 | 0 |  |  |  | 0 | 0 | 0 | 0 | 0 | 0 | 71.808 | 71.808 | 71.808 | 71.808 | 71.808 | 359.04 | 69.6 | 69.6 | 69.6 | 69.6 | 69.6 | 348 | 1750 |  | 0
0 | MAPUTO PROVÍNCIA | SP | MARRACUENE | Mumemo, Marracuene | Refrigerator | PQS_refr | B Medical Systems Sarl (Dometic) | TCW 80 AC |  | Electricity | 2021 | Functioning well |  |  |  |  | CCE not to replace |  | CCEOP1 | 2023-03-30 | Sousa Ribe | PQS E003/101 | ILR | 80.5 | 0 | 0 | 71.808 | 69.6 | 2 |  | 2036 | 0 | 0 | 0 | 0 | 0 | 0 |  |  |  | 0 | 0 | 0 | 0 | 0 | 0 | 71.808 | 71.808 | 71.808 | 71.808 | 71.808 | 359.04 | 69.6 | 69.6 | 69.6 | 69.6 | 69.6 | 348 | 1751 |  | 0
0 | MAPUTO PROVÍNCIA | SP | MARRACUENE | Nhongonhane, Marracuene | Refrigerator | PQS_refr | B Medical Systems Sarl (Dometic) | TCW 80 AC |  | Electricity | 2021 | Functioning well |  |  |  |  | CCE not to replace |  | CCEOP1 | 2023-03-30 | Sousa Ribe | PQS E003/101 | ILR | 80.5 | 0 | 0 | 71.808 | 69.6 | 2 |  | 2036 | 0 | 0 | 0 | 0 | 0 | 0 |  |  |  | 0 | 0 | 0 | 0 | 0 | 0 | 71.808 | 71.808 | 71.808 | 71.808 | 71.808 | 359.04 | 69.6 | 69.6 | 69.6 | 69.6 | 69.6 | 348 | 1752 |  | 0
0 | MAPUTO PROVÍNCIA | SP | MARRACUENE | Ricatla, Marracuene | Refrigerator | PQS_refr | B Medical Systems Sarl (Dometic) | TCW 80 AC |  | Electricity | 2021 | Functioning well |  |  |  |  | CCE not to replace |  | CCEOP1 | 2023-03-30 | Sousa Ribe | PQS E003/101 | ILR | 80.5 | 0 | 0 | 71.808 | 69.6 | 2 |  | 2036 | 0 | 0 | 0 | 0 | 0 | 0 |  |  |  | 0 | 0 | 0 | 0 | 0 | 0 | 71.808 | 71.808 | 71.808 | 71.808 | 71.808 | 359.04 | 69.6 | 69.6 | 69.6 | 69.6 | 69.6 | 348 | 1753 |  | 0
0 | GAZA | SN1 | XAI-XAI | Armazém Provincial de Vacinas de Gaza | WICR | WICFR | Huurre | WICR-30m3 |  | Electricity | 2016 | Functioning well |  |  |  |  | CCE not to replace |  |  | 2023-04-30 | Sousa Ribe | WICFR | WICR-30 | 7692.3077 | 0 | 0 | 535.5 | 2956.8 | 7 |  | 2031 | 0 | 0 | 0 | 0 | 0 | 0 |  |  |  | 0 | 0 | 0 | 0 | 0 | 0 | 535.5 | 535.5 | 535.5 | 535.5 | 535.5 | 2677.5 | 2956.8 | 2956.8 | 2956.8 | 2956.8 | 2956.8 | 14784 |  |  | 0
0 | GAZA | SN1 | XAI-XAI | Armazém Provincial de Vacinas de Gaza | Freezer | PQS_freezer | Vestfrost | MF 314 |  | Electricity | 2021 | Functioning well |  |  |  |  | CCE not to replace |  | CCEOP1 | 2023-04-30 | Sousa Ribe | PQS E003/023 | VWPF | 0 | 281 | 0 | 13.752 | 253.8 | 2 |  | 2036 | 0 | 0 | 0 | 0 | 0 | 0 |  |  |  | 0 | 0 | 0 | 0 | 0 | 0 | 13.752 | 13.752 | 13.752 | 13.752 | 13.752 | 68.76 | 253.8 | 253.8 | 253.8 | 253.8 | 253.8 | 1269 |  |  | 0
0 | GAZA | SN1 | XAI-XAI | Armazém Provincial de Vacinas de Gaza | Freezer | PQS_freezer | Vestfrost | MF 314 |  | Electricity | 2021 | Functioning well |  |  |  |  | CCE not to replace |  | CCEOP1 | 2023-04-30 | Sousa Ribe | PQS E003/023 | VWPF | 0 | 281 | 0 | 13.752 | 253.8 | 2 |  | 2036 | 0 | 0 | 0 | 0 | 0 | 0 |  |  |  | 0 | 0 | 0 | 0 | 0 | 0 | 13.752 | 13.752 | 13.752 | 13.752 | 13.752 | 68.76 | 253.8 | 253.8 | 253.8 | 253.8 | 253.8 | 1269 |  |  | 0
0 | GAZA | SN1 | XAI-XAI | Armazém Provincial de Vacinas de Gaza | Refrigerator | PQS_refr | B Medical Systems Sarl (Dometic) | TCW 80 AC |  | Electricity | 2021 | Functioning well |  |  |  |  | CCE not to replace |  | CCEOP1 | 2023-04-30 | Sousa Ribe | PQS E003/101 | ILR | 80.5 | 0 | 0 | 71.808 | 69.6 | 2 |  | 2036 | 0 | 0 | 0 | 0 | 0 | 0 |  |  |  | 0 | 0 | 0 | 0 | 0 | 0 | 71.808 | 71.808 | 71.808 | 71.808 | 71.808 | 359.04 | 69.6 | 69.6 | 69.6 | 69.6 | 69.6 | 348 |  |  | 0
0 | GAZA | SN1 | XAI-XAI | Armazém Provincial de Vacinas de Gaza | Refrigerator | PQS_refr | B Medical Systems Sarl (Dometic) | TCW 80 AC |  | Electricity | 2021 | Functioning well |  |  |  |  | CCE not to replace |  | CCEOP1 | 2023-04-30 | Sousa Ribe | PQS E003/101 | ILR | 80.5 | 0 | 0 | 71.808 | 69.6 | 2 |  | 2036 | 0 | 0 | 0 | 0 | 0 | 0 |  |  |  | 0 | 0 | 0 | 0 | 0 | 0 | 71.808 | 71.808 | 71.808 | 71.808 | 71.808 | 359.04 | 69.6 | 69.6 | 69.6 | 69.6 | 69.6 | 348 |  |  | 0
0 | GAZA | SN1 | XAI-XAI | Armazém Provincial de Vacinas de Gaza | Refrigerator | PQS_refr | B Medical Systems Sarl (Dometic) | TCW 80 AC |  | Electricity | 2021 | Functioning well |  |  |  |  | CCE not to replace |  | CCEOP1 | 2023-04-30 | Sousa Ribe | PQS E003/101 | ILR | 80.5 | 0 | 0 | 71.808 | 69.6 | 2 |  | 2036 | 0 | 0 | 0 | 0 | 0 | 0 |  |  |  | 0 | 0 | 0 | 0 | 0 | 0 | 71.808 | 71.808 | 71.808 | 71.808 | 71.808 | 359.04 | 69.6 | 69.6 | 69.6 | 69.6 | 69.6 | 348 |  |  | 0
0 | GAZA | LD | XAI-XAI | Depósito D. XAI-XAI | Refrigerator | PQS_refr | B Medical Systems Sarl (Dometic) | TCW 80 AC |  | Electricity | 2021 | Functioning well |  |  |  |  | CCE not to replace |  | CCEOP1 | 2023-04-30 | Sousa Ribe | PQS E003/101 | ILR | 80.5 | 0 | 0 | 71.808 | 69.6 | 2 |  | 2036 | 0 | 0 | 0 | 0 | 0 | 0 |  |  |  | 0 | 0 | 0 | 0 | 0 | 0 | 71.808 | 71.808 | 71.808 | 71.808 | 71.808 | 359.04 | 69.6 | 69.6 | 69.6 | 69.6 | 69.6 | 348 | 1760 |  | 0
0 | GAZA | LD | XAI-XAI | Depósito D. XAI-XAI | Refrigerator | PQS_refr | B Medical Systems Sarl (Dometic) | TCW 80 AC |  | Electricity | 2021 | Functioning well |  |  |  |  | CCE not to replace |  | CCEOP1 | 2023-04-30 | Sousa Ribe | PQS E003/101 | ILR | 80.5 | 0 | 0 | 71.808 | 69.6 | 2 |  | 2036 | 0 | 0 | 0 | 0 | 0 | 0 |  |  |  | 0 | 0 | 0 | 0 | 0 | 0 | 71.808 | 71.808 | 71.808 | 71.808 | 71.808 | 359.04 | 69.6 | 69.6 | 69.6 | 69.6 | 69.6 | 348 | 1761 |  | 0
0 | GAZA | SP | XAI-XAI | C.S da Cidade, Cidade de Xai-Xai | Refrigerator | PQS_refr | B Medical Systems Sarl (Dometic) | TCW 80 AC |  | Electricity | 2021 | Functioning well |  |  |  |  | CCE not to replace |  | CCEOP1 | 2023-04-30 | Sousa Ribe | PQS E003/101 | ILR | 80.5 | 0 | 0 | 71.808 | 69.6 | 2 |  | 2036 | 0 | 0 | 0 | 0 | 0 | 0 |  |  |  | 0 | 0 | 0 | 0 | 0 | 0 | 71.808 | 71.808 | 71.808 | 71.808 | 71.808 | 359.04 | 69.6 | 69.6 | 69.6 | 69.6 | 69.6 | 348 | 1762 |  | 0
0 | GAZA | SP | XAI-XAI | C.S Parai, Cidade de Xai-Xai | Refrigerator | PQS_refr | B Medical Systems Sarl (Dometic) | TCW 80 AC |  | Electricity | 2021 | Functioning well |  |  |  |  | CCE not to replace |  | CCEOP1 | 2023-04-30 | Sousa Ribe | PQS E003/101 | ILR | 80.5 | 0 | 0 | 71.808 | 69.6 | 2 |  | 2036 | 0 | 0 | 0 | 0 | 0 | 0 |  |  |  | 0 | 0 | 0 | 0 | 0 | 0 | 71.808 | 71.808 | 71.808 | 71.808 | 71.808 | 359.04 | 69.6 | 69.6 | 69.6 | 69.6 | 69.6 | 348 | 1763 |  | 0
0 | GAZA | SP | XAI-XAI | Centro de saude Chilaulene | Refrigerator | PQS_refr | B Medical Systems Sarl (Dometic) | TCW 80 AC |  | Electricity | 2021 | Functioning well |  |  |  |  | CCE not to replace |  | CCEOP1 | 2023-04-30 | Sousa Ribe | PQS E003/101 | ILR | 80.5 | 0 | 0 | 71.808 | 69.6 | 2 |  | 2036 | 0 | 0 | 0 | 0 | 0 | 0 |  |  |  | 0 | 0 | 0 | 0 | 0 | 0 | 71.808 | 71.808 | 71.808 | 71.808 | 71.808 | 359.04 | 69.6 | 69.6 | 69.6 | 69.6 | 69.6 | 348 | 1764 |  | 0
0 | GAZA | SP | XAI-XAI | Centro de Saúde de Zimilene | Refrigerator | PQS_refr | B Medical Systems Sarl (Dometic) | TCW 80 AC |  | Electricity | 2021 | Functioning well |  |  |  |  | CCE not to replace |  | CCEOP1 | 2023-04-30 | Sousa Ribe | PQS E003/101 | ILR | 80.5 | 0 | 0 | 71.808 | 69.6 | 2 |  | 2036 | 0 | 0 | 0 | 0 | 0 | 0 |  |  |  | 0 | 0 | 0 | 0 | 0 | 0 | 71.808 | 71.808 | 71.808 | 71.808 | 71.808 | 359.04 | 69.6 | 69.6 | 69.6 | 69.6 | 69.6 | 348 | 1765 |  | 0
0 | GAZA | SP | XAI-XAI | Hospital Provincial de Xai Xai | Refrigerator | PQS_refr | B Medical Systems Sarl (Dometic) | TCW 80 AC |  | Electricity | 2021 | Functioning well |  |  |  |  | CCE not to replace |  | CCEOP1 | 2023-04-30 | Sousa Ribe | PQS E003/101 | ILR | 80.5 | 0 | 0 | 71.808 | 69.6 | 2 |  | 2036 | 0 | 0 | 0 | 0 | 0 | 0 |  |  |  | 0 | 0 | 0 | 0 | 0 | 0 | 71.808 | 71.808 | 71.808 | 71.808 | 71.808 | 359.04 | 69.6 | 69.6 | 69.6 | 69.6 | 69.6 | 348 | 1766 |  | 0
0 | GAZA | SP | XAI-XAI | Hospital Provincial de Xai Xai | Refrigerator | PQS_refr | B Medical Systems Sarl (Dometic) | TCW 80 AC |  | Electricity | 2021 | Functioning well |  |  |  |  | CCE not to replace |  | CCEOP1 | 2023-04-30 | Sousa Ribe | PQS E003/101 | ILR | 80.5 | 0 | 0 | 71.808 | 69.6 | 2 |  | 2036 | 0 | 0 | 0 | 0 | 0 | 0 |  |  |  | 0 | 0 | 0 | 0 | 0 | 0 | 71.808 | 71.808 | 71.808 | 71.808 | 71.808 | 359.04 | 69.6 | 69.6 | 69.6 | 69.6 | 69.6 | 348 | 1767 |  | 0
0 | GAZA | SP | XAI-XAI | Marien Nguabi, Cidade de Xai-Xai | Refrigerator | PQS_refr | B Medical Systems Sarl (Dometic) | TCW 80 AC |  | Electricity | 2021 | Functioning well |  |  |  |  | CCE not to replace |  | CCEOP1 | 2023-04-30 | Sousa Ribe | PQS E003/101 | ILR | 80.5 | 0 | 0 | 71.808 | 69.6 | 2 |  | 2036 | 0 | 0 | 0 | 0 | 0 | 0 |  |  |  | 0 | 0 | 0 | 0 | 0 | 0 | 71.808 | 71.808 | 71.808 | 71.808 | 71.808 | 359.04 | 69.6 | 69.6 | 69.6 | 69.6 | 69.6 | 348 | 1768 |  | 0
0 | GAZA | SP | XAI-XAI | Patrice Lumunba, Cidade de Xai-Xai | Refrigerator | PQS_refr | Vestfrost | MK 144 |  | Electricity | 2014 | Not functional, for breakage |  |  |  |  | CCE to remove & replace | Frequent breakdown-BER |  | 2023-04-30 | Sousa Ribe | PQS E003/022 | ILR | 48 | 0 | 0 | 14.736 | 138 | 9 | 2023 | 2023 | 1 | 0 | 0 | 0 | 0 | 1 |  |  |  | #N/A | 0 | 0 | 0 | 0 | #N/A | #N/A | #N/A | #N/A | #N/A | #N/A | #N/A | #N/A | #N/A | #N/A | #N/A | #N/A | #N/A | 1769 |  | 0
0 | GAZA | SP | XAI-XAI | Unidade 7, Cidade de Xai-Xai | Refrigerator | PQS_refr | Vestfrost | MK 144 |  | Electricity | 2014 | Not functional, for breakage |  |  |  |  | CCE to remove & replace | Frequent breakdown-BER |  | 2023-04-30 | Sousa Ribe | PQS E003/022 | ILR | 48 | 0 | 0 | 14.736 | 138 | 9 | 2023 | 2023 | 1 | 0 | 0 | 0 | 0 | 1 |  |  |  | #N/A | 0 | 0 | 0 | 0 | #N/A | #N/A | #N/A | #N/A | #N/A | #N/A | #N/A | #N/A | #N/A | #N/A | #N/A | #N/A | #N/A | 1770 |  | 0
0 | GAZA | LD | CHONGOENE | Depósito D. CHONGOENE | Refrigerator | PQS_refr | Vestfrost | MK 144 |  | Electricity | 2014 | Functioning well |  |  |  |  | CCE not to replace |  |  | 2023-04-30 | Sousa Ribe | PQS E003/022 | ILR | 48 | 0 | 0 | 14.736 | 138 | 9 |  | 2029 | 0 | 0 | 0 | 0 | 1 | 1 |  |  |  | 0 | 0 | 0 | 0 | #N/A | #N/A | 14.736 | 14.736 | 14.736 | 14.736 | #N/A | #N/A | 138 | 138 | 138 | 138 | #N/A | #N/A | 1771 |  | 0
0 | GAZA | LD | CHONGOENE | Depósito D. CHONGOENE | Refrigerator | PQS_refr | Vestfrost | MK 144 |  | Electricity | 2014 | Functioning well |  |  |  |  | CCE not to replace |  |  | 2023-04-30 | Sousa Ribe | PQS E003/022 | ILR | 48 | 0 | 0 | 14.736 | 138 | 9 |  | 2029 | 0 | 0 | 0 | 0 | 1 | 1 |  |  |  | 0 | 0 | 0 | 0 | #N/A | #N/A | 14.736 | 14.736 | 14.736 | 14.736 | #N/A | #N/A | 138 | 138 | 138 | 138 | #N/A | #N/A | 1772 |  | 0
0 | GAZA | SP | CHONGOENE | CS Banhine | Refrigerator | PQS_refr | Vestfrost | MK 144 |  | Electricity | 2014 | Functioning well |  |  |  |  | CCE not to replace |  |  | 2023-04-30 | Sousa Ribe | PQS E003/022 | ILR | 48 | 0 | 0 | 14.736 | 138 | 9 |  | 2029 | 0 | 0 | 0 | 0 | 1 | 1 |  |  |  | 0 | 0 | 0 | 0 | #N/A | #N/A | 14.736 | 14.736 | 14.736 | 14.736 | #N/A | #N/A | 138 | 138 | 138 | 138 | #N/A | #N/A | 1773 |  | 0
0 | GAZA | SP | CHONGOENE | CS Bungane | Refrigerator | PQS_refr | Vestfrost | MK 144 |  | Electricity | 2014 | Functioning well |  |  |  |  | CCE not to replace |  |  | 2023-04-30 | Sousa Ribe | PQS E003/022 | ILR | 48 | 0 | 0 | 14.736 | 138 | 9 |  | 2029 | 0 | 0 | 0 | 0 | 1 | 1 |  |  |  | 0 | 0 | 0 | 0 | #N/A | #N/A | 14.736 | 14.736 | 14.736 | 14.736 | #N/A | #N/A | 138 | 138 | 138 | 138 | #N/A | #N/A | 1774 |  | 0
0 | GAZA | SP | CHONGOENE | CS Chicavane | Refrigerator | PQS_refr | Vestfrost | VLS 404A AC |  | Electricity | 2021 | Functioning well |  |  |  |  | CCE not to replace |  | CCEOP1 | 2023-04-30 | Sousa Ribe | PQS E003/112 | ILR | 145 | 0 | 0 | 25.08 | 41.4 | 2 |  | 2036 | 0 | 0 | 0 | 0 | 0 | 0 |  |  |  | 0 | 0 | 0 | 0 | 0 | 0 | 25.08 | 25.08 | 25.08 | 25.08 | 25.08 | 125.4 | 41.4 | 41.4 | 41.4 | 41.4 | 41.4 | 207 | 1775 |  | 0
0 | GAZA | SP | CHONGOENE | CS Chongoene | Refrigerator | PQS_refr | Vestfrost | VLS 404A AC |  | Electricity | 2021 | Functioning well |  |  |  |  | CCE not to replace |  | CCEOP1 | 2023-04-30 | Sousa Ribe | PQS E003/112 | ILR | 145 | 0 | 0 | 25.08 | 41.4 | 2 |  | 2036 | 0 | 0 | 0 | 0 | 0 | 0 |  |  |  | 0 | 0 | 0 | 0 | 0 | 0 | 25.08 | 25.08 | 25.08 | 25.08 | 25.08 | 125.4 | 41.4 | 41.4 | 41.4 | 41.4 | 41.4 | 207 | 1776 |  | 0
0 | GAZA | SP | CHONGOENE | CS Cucuine | Refrigerator | PQS_refr | Vestfrost | VLS 056 RF SDD |  | Solar | 2021 | Functioning well |  |  |  |  | CCE not to replace |  | CCEOP1 | 2023-04-30 | Sousa Ribe | PQS E003/092 | SDRF | 36 | 34.3 | 0 | 116.04 | 52 | 2 |  | 2036 | 0 | 0 | 0 | 0 | 0 | 0 |  |  |  | 0 | 0 | 0 | 0 | 0 | 0 | 116.04 | 116.04 | 116.04 | 116.04 | 116.04 | 580.2 | 52 | 52 | 52 | 52 | 52 | 260 | 1777 |  | 0
0 | GAZA | SP | CHONGOENE | CS Maciene | Refrigerator | PQS_refr | Vestfrost | VLS 056 RF SDD |  | Solar | 2021 | Functioning well |  |  |  |  | CCE not to replace |  | CCEOP1 | 2023-04-30 | Sousa Ribe | PQS E003/092 | SDRF | 36 | 34.3 | 0 | 116.04 | 52 | 2 |  | 2036 | 0 | 0 | 0 | 0 | 0 | 0 |  |  |  | 0 | 0 | 0 | 0 | 0 | 0 | 116.04 | 116.04 | 116.04 | 116.04 | 116.04 | 580.2 | 52 | 52 | 52 | 52 | 52 | 260 | 1778 |  | 0
0 | GAZA | SP | CHONGOENE | CS Macupulane | Refrigerator | PQS_refr | Vestfrost | VLS 056 RF SDD |  | Solar | 2021 | Functioning well |  |  |  |  | CCE not to replace |  | CCEOP1 | 2023-04-30 | Sousa Ribe | PQS E003/092 | SDRF | 36 | 34.3 | 0 | 116.04 | 52 | 2 |  | 2036 | 0 | 0 | 0 | 0 | 0 | 0 |  |  |  | 0 | 0 | 0 | 0 | 0 | 0 | 116.04 | 116.04 | 116.04 | 116.04 | 116.04 | 580.2 | 52 | 52 | 52 | 52 | 52 | 260 | 1779 |  | 0
0 | GAZA | SP | CHONGOENE | CS Mangunze | Refrigerator | PQS_refr | Vestfrost | VLS 404A AC |  | Electricity | 2021 | Functioning well |  |  |  |  | CCE not to replace |  | CCEOP1 | 2023-04-30 | Sousa Ribe | PQS E003/112 | ILR | 145 | 0 | 0 | 25.08 | 41.4 | 2 |  | 2036 | 0 | 0 | 0 | 0 | 0 | 0 |  |  |  | 0 | 0 | 0 | 0 | 0 | 0 | 25.08 | 25.08 | 25.08 | 25.08 | 25.08 | 125.4 | 41.4 | 41.4 | 41.4 | 41.4 | 41.4 | 207 | 1780 |  | 0
0 | GAZA | SP | CHONGOENE | CS Matsinhane | Refrigerator | PQS_refr | Vestfrost | VLS 404A AC |  | Electricity | 2021 | Functioning well |  |  |  |  | CCE not to replace |  | CCEOP1 | 2023-04-30 | Sousa Ribe | PQS E003/112 | ILR | 145 | 0 | 0 | 25.08 | 41.4 | 2 |  | 2036 | 0 | 0 | 0 | 0 | 0 | 0 |  |  |  | 0 | 0 | 0 | 0 | 0 | 0 | 25.08 | 25.08 | 25.08 | 25.08 | 25.08 | 125.4 | 41.4 | 41.4 | 41.4 | 41.4 | 41.4 | 207 | 1781 |  | 0
0 | GAZA | SP | CHONGOENE | CS Nhacutse | Refrigerator | PQS_refr | Vestfrost | VLS 404A AC |  | Electricity | 2021 | Functioning well |  |  |  |  | CCE not to replace |  | CCEOP1 | 2023-04-30 | Sousa Ribe | PQS E003/112 | ILR | 145 | 0 | 0 | 25.08 | 41.4 | 2 |  | 2036 | 0 | 0 | 0 | 0 | 0 | 0 |  |  |  | 0 | 0 | 0 | 0 | 0 | 0 | 25.08 | 25.08 | 25.08 | 25.08 | 25.08 | 125.4 | 41.4 | 41.4 | 41.4 | 41.4 | 41.4 | 207 | 1782 |  | 0
0 | GAZA | SP | CHONGOENE | CS Siaia | Refrigerator | PQS_refr | Vestfrost | VLS 404A AC |  | Electricity | 2021 | Functioning well |  |  |  |  | CCE not to replace |  | CCEOP1 | 2023-04-30 | Sousa Ribe | PQS E003/112 | ILR | 145 | 0 | 0 | 25.08 | 41.4 | 2 |  | 2036 | 0 | 0 | 0 | 0 | 0 | 0 |  |  |  | 0 | 0 | 0 | 0 | 0 | 0 | 25.08 | 25.08 | 25.08 | 25.08 | 25.08 | 125.4 | 41.4 | 41.4 | 41.4 | 41.4 | 41.4 | 207 | 1783 |  | 0
0 | GAZA | SP | CHONGOENE | PS FIR | Refrigerator | PQS_refr | Vestfrost | VLS 404A AC |  | Electricity | 2021 | Functioning well |  |  |  |  | CCE not to replace |  | CCEOP1 | 2023-04-30 | Sousa Ribe | PQS E003/112 | ILR | 145 | 0 | 0 | 25.08 | 41.4 | 2 |  | 2036 | 0 | 0 | 0 | 0 | 0 | 0 |  |  |  | 0 | 0 | 0 | 0 | 0 | 0 | 25.08 | 25.08 | 25.08 | 25.08 | 25.08 | 125.4 | 41.4 | 41.4 | 41.4 | 41.4 | 41.4 | 207 | 1784 |  | 0
0 | GAZA | SP | CHONGOENE | PS Ndambine 2000 | Refrigerator | PQS_refr | Vestfrost | VLS 404A AC |  | Electricity | 2021 | Functioning well |  |  |  |  | CCE not to replace |  | CCEOP1 | 2023-04-30 | Sousa Ribe | PQS E003/112 | ILR | 145 | 0 | 0 | 25.08 | 41.4 | 2 |  | 2036 | 0 | 0 | 0 | 0 | 0 | 0 |  |  |  | 0 | 0 | 0 | 0 | 0 | 0 | 25.08 | 25.08 | 25.08 | 25.08 | 25.08 | 125.4 | 41.4 | 41.4 | 41.4 | 41.4 | 41.4 | 207 | 1785 |  | 0
0 | GAZA | SP | CHONGOENE | PS Nhamavila | Refrigerator | PQS_refr | Vestfrost | VLS 404A AC |  | Electricity | 2021 | Functioning well |  |  |  |  | CCE not to replace |  | CCEOP1 | 2023-04-30 | Sousa Ribe | PQS E003/112 | ILR | 145 | 0 | 0 | 25.08 | 41.4 | 2 |  | 2036 | 0 | 0 | 0 | 0 | 0 | 0 |  |  |  | 0 | 0 | 0 | 0 | 0 | 0 | 25.08 | 25.08 | 25.08 | 25.08 | 25.08 | 125.4 | 41.4 | 41.4 | 41.4 | 41.4 | 41.4 | 207 | 1786 |  | 0
0 | GAZA | LD | MANDLAKAZI | Depósito D. MANDLAKAZI | Refrigerator | PQS_refr | Vestfrost | VLS 404A AC |  | Electricity | 2021 | Functioning well |  |  |  |  | CCE not to replace |  | CCEOP1 | 2023-04-30 | Sousa Ribe | PQS E003/112 | ILR | 145 | 0 | 0 | 25.08 | 41.4 | 2 |  | 2036 | 0 | 0 | 0 | 0 | 0 | 0 |  |  |  | 0 | 0 | 0 | 0 | 0 | 0 | 25.08 | 25.08 | 25.08 | 25.08 | 25.08 | 125.4 | 41.4 | 41.4 | 41.4 | 41.4 | 41.4 | 207 | 1787 |  | 0
0 | GAZA | LD | MANDLAKAZI | Depósito D. MANDLAKAZI | Refrigerator | PQS_refr | Vestfrost | VLS 056 RF SDD |  | Solar | 2021 | Functioning well |  |  |  |  | CCE not to replace |  | CCEOP1 | 2023-04-30 | Sousa Ribe | PQS E003/092 | SDRF | 36 | 34.3 | 0 | 116.04 | 52 | 2 |  | 2036 | 0 | 0 | 0 | 0 | 0 | 0 |  |  |  | 0 | 0 | 0 | 0 | 0 | 0 | 116.04 | 116.04 | 116.04 | 116.04 | 116.04 | 580.2 | 52 | 52 | 52 | 52 | 52 | 260 | 1788 |  | 0
0 | GAZA | SP | MANDLAKAZI | Banguene, Manjacaze | Refrigerator | PQS_refr | Vestfrost | VLS 404A AC |  | Electricity | 2021 | Functioning well |  |  |  |  | CCE not to replace |  | CCEOP1 | 2023-04-30 | Sousa Ribe | PQS E003/112 | ILR | 145 | 0 | 0 | 25.08 | 41.4 | 2 |  | 2036 | 0 | 0 | 0 | 0 | 0 | 0 |  |  |  | 0 | 0 | 0 | 0 | 0 | 0 | 25.08 | 25.08 | 25.08 | 25.08 | 25.08 | 125.4 | 41.4 | 41.4 | 41.4 | 41.4 | 41.4 | 207 | 1789 |  | 0
0 | GAZA | SP | MANDLAKAZI | Betula, Manjacaze | Refrigerator | PQS_refr | Vestfrost | VLS 404A AC |  | Electricity | 2021 | Functioning well |  |  |  |  | CCE not to replace |  | CCEOP1 | 2023-04-30 | Sousa Ribe | PQS E003/112 | ILR | 145 | 0 | 0 | 25.08 | 41.4 | 2 |  | 2036 | 0 | 0 | 0 | 0 | 0 | 0 |  |  |  | 0 | 0 | 0 | 0 | 0 | 0 | 25.08 | 25.08 | 25.08 | 25.08 | 25.08 | 125.4 | 41.4 | 41.4 | 41.4 | 41.4 | 41.4 | 207 | 1790 |  | 0
0 | GAZA | SP | MANDLAKAZI | C.S Chidenguele, Manjacaze | Refrigerator | PQS_refr | Vestfrost | VLS 404A AC |  | Electricity | 2019 | Functioning well |  |  |  |  | CCE not to replace |  |  | 2023-04-30 | Sousa Ribe | PQS E003/112 | ILR | 145 | 0 | 0 | 25.08 | 41.4 | 4 |  | 2034 | 0 | 0 | 0 | 0 | 0 | 0 |  |  |  | 0 | 0 | 0 | 0 | 0 | 0 | 25.08 | 25.08 | 25.08 | 25.08 | 25.08 | 125.4 | 41.4 | 41.4 | 41.4 | 41.4 | 41.4 | 207 | 1791 |  | 0
0 | GAZA | SP | MANDLAKAZI | C.S Manjacaze, Manjacaze | Refrigerator | PQS_refr | Vestfrost | VLS 056 RF SDD |  | Solar | 2021 | Functioning well |  |  |  |  | CCE not to replace |  | CCEOP1 | 2023-04-30 | Sousa Ribe | PQS E003/092 | SDRF | 36 | 34.3 | 0 | 116.04 | 52 | 2 |  | 2036 | 0 | 0 | 0 | 0 | 0 | 0 |  |  |  | 0 | 0 | 0 | 0 | 0 | 0 | 116.04 | 116.04 | 116.04 | 116.04 | 116.04 | 580.2 | 52 | 52 | 52 | 52 | 52 | 260 | 1792 |  | 0
0 | GAZA | SP | MANDLAKAZI | C.S Mausse, Manjacaze | Refrigerator | PQS_refr | Vestfrost | VLS 404A AC |  | Electricity | 2021 | Functioning well |  |  |  |  | CCE not to replace |  | CCEOP1 | 2023-04-30 | Sousa Ribe | PQS E003/112 | ILR | 145 | 0 | 0 | 25.08 | 41.4 | 2 |  | 2036 | 0 | 0 | 0 | 0 | 0 | 0 |  |  |  | 0 | 0 | 0 | 0 | 0 | 0 | 25.08 | 25.08 | 25.08 | 25.08 | 25.08 | 125.4 | 41.4 | 41.4 | 41.4 | 41.4 | 41.4 | 207 | 1793 |  | 0
0 | GAZA | SP | MANDLAKAZI | Chibondzane, Manjacaze | Refrigerator | PQS_refr | Vestfrost | VLS 056 RF SDD |  | Solar | 2019 | Not functional, for breakage |  |  |  |  | CCE to remove & replace | Damaged during conflict |  | 2023-04-30 | Sousa Ribe | PQS E003/092 | SDRF | 36 | 34.3 | 0 | 116.04 | 52 | 4 | 2023 | 2023 | 1 | 0 | 0 | 0 | 0 | 1 |  |  |  | #N/A | 0 | 0 | 0 | 0 | #N/A | #N/A | #N/A | #N/A | #N/A | #N/A | #N/A | #N/A | #N/A | #N/A | #N/A | #N/A | #N/A | 1794 |  | 0
0 | GAZA | SP | MANDLAKAZI | Cucuine, Manjacaze | Refrigerator | PQS_refr | Vestfrost | VLS 404A AC |  | Electricity | 2021 | Functioning well |  |  |  |  | CCE not to replace |  | CCEOP1 | 2023-04-30 | Sousa Ribe | PQS E003/112 | ILR | 145 | 0 | 0 | 25.08 | 41.4 | 2 |  | 2036 | 0 | 0 | 0 | 0 | 0 | 0 |  |  |  | 0 | 0 | 0 | 0 | 0 | 0 | 25.08 | 25.08 | 25.08 | 25.08 | 25.08 | 125.4 | 41.4 | 41.4 | 41.4 | 41.4 | 41.4 | 207 | 1795 |  | 0
0 | GAZA | SP | MANDLAKAZI | Dengoine, Manjacaze | Refrigerator | PQS_refr | Vestfrost | VLS 056 RF SDD |  | Solar | 2021 | Functioning well |  |  |  |  | CCE not to replace |  | CCEOP1 | 2023-04-30 | Sousa Ribe | PQS E003/092 | SDRF | 36 | 34.3 | 0 | 116.04 | 52 | 2 |  | 2036 | 0 | 0 | 0 | 0 | 0 | 0 |  |  |  | 0 | 0 | 0 | 0 | 0 | 0 | 116.04 | 116.04 | 116.04 | 116.04 | 116.04 | 580.2 | 52 | 52 | 52 | 52 | 52 | 260 | 1796 |  | 0
0 | GAZA | SP | MANDLAKAZI | Incadine, Manjacaze | Refrigerator | PQS_refr | Vestfrost | VLS 056 RF SDD |  | Solar | 2021 | Functioning well |  |  |  |  | CCE not to replace |  | CCEOP1 | 2023-04-30 | Sousa Ribe | PQS E003/092 | SDRF | 36 | 34.3 | 0 | 116.04 | 52 | 2 |  | 2036 | 0 | 0 | 0 | 0 | 0 | 0 |  |  |  | 0 | 0 | 0 | 0 | 0 | 0 | 116.04 | 116.04 | 116.04 | 116.04 | 116.04 | 580.2 | 52 | 52 | 52 | 52 | 52 | 260 | 1797 |  | 0
0 | GAZA | SP | MANDLAKAZI | Larangeira, Manjacaze | Refrigerator | PQS_refr | Vestfrost | VLS 404A AC |  | Electricity | 2019 | Functioning well |  |  |  |  | CCE not to replace |  |  | 2023-04-30 | Sousa Ribe | PQS E003/112 | ILR | 145 | 0 | 0 | 25.08 | 41.4 | 4 |  | 2034 | 0 | 0 | 0 | 0 | 0 | 0 |  |  |  | 0 | 0 | 0 | 0 | 0 | 0 | 25.08 | 25.08 | 25.08 | 25.08 | 25.08 | 125.4 | 41.4 | 41.4 | 41.4 | 41.4 | 41.4 | 207 | 1798 |  | 0
0 | GAZA | SP | MANDLAKAZI | Macasselane, Manjacaze | Refrigerator | PQS_refr | Vestfrost | VLS 404A AC |  | Electricity | 2019 | Functioning well |  |  |  |  | CCE not to replace |  |  | 2023-04-30 | Sousa Ribe | PQS E003/112 | ILR | 145 | 0 | 0 | 25.08 | 41.4 | 4 |  | 2034 | 0 | 0 | 0 | 0 | 0 | 0 |  |  |  | 0 | 0 | 0 | 0 | 0 | 0 | 25.08 | 25.08 | 25.08 | 25.08 | 25.08 | 125.4 | 41.4 | 41.4 | 41.4 | 41.4 | 41.4 | 207 | 1799 |  | 0
0 | GAZA | SP | MANDLAKAZI | Macuacua, Manjacaze | Refrigerator | PQS_refr | Vestfrost | VLS 054 SDD Greenline |  | Solar | 2019 | Functioning well |  |  |  |  | CCE not to replace |  |  | 2023-04-30 | Sousa Ribe | PQS E003/041 | SDR | 55.5 | 0 | 0 | 57.48 | 52 | 4 |  | 2034 | 0 | 0 | 0 | 0 | 0 | 0 |  |  |  | 0 | 0 | 0 | 0 | 0 | 0 | 57.48 | 57.48 | 57.48 | 57.48 | 57.48 | 287.4 | 52 | 52 | 52 | 52 | 52 | 260 | 1800 |  | 0
0 | GAZA | SP | MANDLAKAZI | Macupulane, Manjacaze | Refrigerator | PQS_refr | Vestfrost | VLS 054 SDD Greenline |  | Solar | 2019 | Functioning well |  |  |  |  | CCE not to replace |  |  | 2023-04-30 | Sousa Ribe | PQS E003/041 | SDR | 55.5 | 0 | 0 | 57.48 | 52 | 4 |  | 2034 | 0 | 0 | 0 | 0 | 0 | 0 |  |  |  | 0 | 0 | 0 | 0 | 0 | 0 | 57.48 | 57.48 | 57.48 | 57.48 | 57.48 | 287.4 | 52 | 52 | 52 | 52 | 52 | 260 | 1801 |  | 0
0 | GAZA | SP | MANDLAKAZI | Mangunze, Manjacaze | Refrigerator | PQS_refr | Vestfrost | VLS 054 SDD Greenline |  | Solar | 2019 | Functioning well |  |  |  |  | CCE not to replace |  |  | 2023-04-30 | Sousa Ribe | PQS E003/041 | SDR | 55.5 | 0 | 0 | 57.48 | 52 | 4 |  | 2034 | 0 | 0 | 0 | 0 | 0 | 0 |  |  |  | 0 | 0 | 0 | 0 | 0 | 0 | 57.48 | 57.48 | 57.48 | 57.48 | 57.48 | 287.4 | 52 | 52 | 52 | 52 | 52 | 260 | 1802 |  | 0
0 | GAZA | SP | MANDLAKAZI | Manhique, Manjacaze | Refrigerator | PQS_refr | Vestfrost | VLS 054 SDD Greenline |  | Solar | 2019 | Functioning well |  |  |  |  | CCE not to replace |  |  | 2023-04-30 | Sousa Ribe | PQS E003/041 | SDR | 55.5 | 0 | 0 | 57.48 | 52 | 4 |  | 2034 | 0 | 0 | 0 | 0 | 0 | 0 |  |  |  | 0 | 0 | 0 | 0 | 0 | 0 | 57.48 | 57.48 | 57.48 | 57.48 | 57.48 | 287.4 | 52 | 52 | 52 | 52 | 52 | 260 | 1803 |  | 0
0 | GAZA | SP | MANDLAKAZI | Matsinhane, Manjacaze | Refrigerator | PQS_refr | Vestfrost | VLS 054 SDD Greenline |  | Solar | 2019 | Functioning well |  |  |  |  | CCE not to replace |  |  | 2023-04-30 | Sousa Ribe | PQS E003/041 | SDR | 55.5 | 0 | 0 | 57.48 | 52 | 4 |  | 2034 | 0 | 0 | 0 | 0 | 0 | 0 |  |  |  | 0 | 0 | 0 | 0 | 0 | 0 | 57.48 | 57.48 | 57.48 | 57.48 | 57.48 | 287.4 | 52 | 52 | 52 | 52 | 52 | 260 | 1804 |  | 0
0 | GAZA | SP | MANDLAKAZI | Msavelene, Manjacaze | Refrigerator | PQS_refr | Vestfrost | VLS 054 SDD Greenline |  | Solar | 2019 | Functioning well |  |  |  |  | CCE not to replace |  |  | 2023-04-30 | Sousa Ribe | PQS E003/041 | SDR | 55.5 | 0 | 0 | 57.48 | 52 | 4 |  | 2034 | 0 | 0 | 0 | 0 | 0 | 0 |  |  |  | 0 | 0 | 0 | 0 | 0 | 0 | 57.48 | 57.48 | 57.48 | 57.48 | 57.48 | 287.4 | 52 | 52 | 52 | 52 | 52 | 260 | 1805 |  | 0
0 | GAZA | SP | MANDLAKAZI | Muzamane, Manjacaze | Refrigerator | PQS_refr | Vestfrost | VLS 054 SDD Greenline |  | Solar | 2022 | Functioning well |  |  |  |  | CCE not to replace |  | CCEOP1 | 2023-04-30 | Sousa Ribe | PQS E003/041 | SDR | 55.5 | 0 | 0 | 57.48 | 52 | 1 |  | 2037 | 0 | 0 | 0 | 0 | 0 | 0 |  |  |  | 0 | 0 | 0 | 0 | 0 | 0 | 57.48 | 57.48 | 57.48 | 57.48 | 57.48 | 287.4 | 52 | 52 | 52 | 52 | 52 | 260 | 1806 |  | 0
0 | GAZA | SP | MANDLAKAZI | Ndolene | Refrigerator | PQS_refr | Vestfrost | VLS 054 SDD Greenline |  | Solar | 2022 | Functioning well |  |  |  |  | CCE not to replace |  | CCEOP1 | 2023-04-30 | Sousa Ribe | PQS E003/041 | SDR | 55.5 | 0 | 0 | 57.48 | 52 | 1 |  | 2037 | 0 | 0 | 0 | 0 | 0 | 0 |  |  |  | 0 | 0 | 0 | 0 | 0 | 0 | 57.48 | 57.48 | 57.48 | 57.48 | 57.48 | 287.4 | 52 | 52 | 52 | 52 | 52 | 260 | 1807 |  | 0
0 | GAZA | SP | MANDLAKAZI | Tavane, Manjacaze | Refrigerator | PQS_refr | Vestfrost | VLS 054 SDD Greenline |  | Solar | 2022 | Functioning well |  |  |  |  | CCE not to replace |  | CCEOP1 | 2023-04-30 | Sousa Ribe | PQS E003/041 | SDR | 55.5 | 0 | 0 | 57.48 | 52 | 1 |  | 2037 | 0 | 0 | 0 | 0 | 0 | 0 |  |  |  | 0 | 0 | 0 | 0 | 0 | 0 | 57.48 | 57.48 | 57.48 | 57.48 | 57.48 | 287.4 | 52 | 52 | 52 | 52 | 52 | 260 | 1808 |  | 0
0 | GAZA | LD | CHIBUTO | Depósito D. CHIBUTO | Refrigerator | PQS_refr | Vestfrost | VLS 054 SDD Greenline |  | Solar | 2022 | Functioning well |  |  |  |  | CCE not to replace |  | CCEOP1 | 2023-04-30 | Sousa Ribe | PQS E003/041 | SDR | 55.5 | 0 | 0 | 57.48 | 52 | 1 |  | 2037 | 0 | 0 | 0 | 0 | 0 | 0 |  |  |  | 0 | 0 | 0 | 0 | 0 | 0 | 57.48 | 57.48 | 57.48 | 57.48 | 57.48 | 287.4 | 52 | 52 | 52 | 52 | 52 | 260 | 1809 |  | 0
0 | GAZA | LD | CHIBUTO | Depósito D. CHIBUTO | Refrigerator | PQS_refr | Vestfrost | VLS 054 SDD Greenline |  | Solar | 2022 | Functioning well |  |  |  |  | CCE not to replace |  | CCEOP1 | 2023-04-30 | Sousa Ribe | PQS E003/041 | SDR | 55.5 | 0 | 0 | 57.48 | 52 | 1 |  | 2037 | 0 | 0 | 0 | 0 | 0 | 0 |  |  |  | 0 | 0 | 0 | 0 | 0 | 0 | 57.48 | 57.48 | 57.48 | 57.48 | 57.48 | 287.4 | 52 | 52 | 52 | 52 | 52 | 260 | 1810 |  | 0
0 | GAZA | LD | CHIBUTO | Depósito D. CHIBUTO | Refrigerator | PQS_refr | Vestfrost | VLS 054 SDD Greenline |  | Solar | 2022 | Functioning well |  |  |  |  | CCE not to replace |  | CCEOP1 | 2023-04-30 | Sousa Ribe | PQS E003/041 | SDR | 55.5 | 0 | 0 | 57.48 | 52 | 1 |  | 2037 | 0 | 0 | 0 | 0 | 0 | 0 |  |  |  | 0 | 0 | 0 | 0 | 0 | 0 | 57.48 | 57.48 | 57.48 | 57.48 | 57.48 | 287.4 | 52 | 52 | 52 | 52 | 52 | 260 | 1811 |  | 0
0 | GAZA | SP | CHIBUTO | Alto Changane, Chibuto | Refrigerator | PQS_refr | Vestfrost | VLS 054 SDD Greenline |  | Solar | 2022 | Functioning well |  |  |  |  | CCE not to replace |  | CCEOP1 | 2023-04-30 | Sousa Ribe | PQS E003/041 | SDR | 55.5 | 0 | 0 | 57.48 | 52 | 1 |  | 2037 | 0 | 0 | 0 | 0 | 0 | 0 |  |  |  | 0 | 0 | 0 | 0 | 0 | 0 | 57.48 | 57.48 | 57.48 | 57.48 | 57.48 | 287.4 | 52 | 52 | 52 | 52 | 52 | 260 | 1812 |  | 0
0 | GAZA | SP | CHIBUTO | C.S Chibuto, Chibuto | Refrigerator | PQS_refr | Vestfrost | VLS 054 SDD Greenline |  | Solar | 2022 | Functioning well |  |  |  |  | CCE not to replace |  | CCEOP1 | 2023-04-30 | Sousa Ribe | PQS E003/041 | SDR | 55.5 | 0 | 0 | 57.48 | 52 | 1 |  | 2037 | 0 | 0 | 0 | 0 | 0 | 0 |  |  |  | 0 | 0 | 0 | 0 | 0 | 0 | 57.48 | 57.48 | 57.48 | 57.48 | 57.48 | 287.4 | 52 | 52 | 52 | 52 | 52 | 260 | 1813 |  | 0
0 | GAZA | SP | CHIBUTO | C.S Vila do Milénio, Chibuto | Refrigerator | PQS_refr | Vestfrost | VLS 054 SDD Greenline |  | Solar | 2022 | Functioning well |  |  |  |  | CCE not to replace |  | CCEOP1 | 2023-04-30 | Sousa Ribe | PQS E003/041 | SDR | 55.5 | 0 | 0 | 57.48 | 52 | 1 |  | 2037 | 0 | 0 | 0 | 0 | 0 | 0 |  |  |  | 0 | 0 | 0 | 0 | 0 | 0 | 57.48 | 57.48 | 57.48 | 57.48 | 57.48 | 287.4 | 52 | 52 | 52 | 52 | 52 | 260 | 1814 |  | 0
0 | GAZA | SP | CHIBUTO | Chamite, Chibuto | Refrigerator | PQS_refr | Vestfrost | VLS 054 SDD Greenline |  | Solar | 2022 | Functioning well |  |  |  |  | CCE not to replace |  | CCEOP1 | 2023-04-30 | Sousa Ribe | PQS E003/041 | SDR | 55.5 | 0 | 0 | 57.48 | 52 | 1 |  | 2037 | 0 | 0 | 0 | 0 | 0 | 0 |  |  |  | 0 | 0 | 0 | 0 | 0 | 0 | 57.48 | 57.48 | 57.48 | 57.48 | 57.48 | 287.4 | 52 | 52 | 52 | 52 | 52 | 260 | 1815 |  | 0
0 | GAZA | SP | CHIBUTO | Changanine, Chibuto | Refrigerator | PQS_refr | Vestfrost | VLS 054 SDD Greenline |  | Solar | 2022 | Functioning well |  |  |  |  | CCE not to replace |  | CCEOP1 | 2023-04-30 | Sousa Ribe | PQS E003/041 | SDR | 55.5 | 0 | 0 | 57.48 | 52 | 1 |  | 2037 | 0 | 0 | 0 | 0 | 0 | 0 |  |  |  | 0 | 0 | 0 | 0 | 0 | 0 | 57.48 | 57.48 | 57.48 | 57.48 | 57.48 | 287.4 | 52 | 52 | 52 | 52 | 52 | 260 | 1816 |  | 0
0 | GAZA | SP | CHIBUTO | Chimundo, Chibuto | Refrigerator | PQS_refr | Vestfrost | VLS 054 SDD Greenline |  | Solar | 2022 | Functioning well |  |  |  |  | CCE not to replace |  | CCEOP1 | 2023-04-30 | Sousa Ribe | PQS E003/041 | SDR | 55.5 | 0 | 0 | 57.48 | 52 | 1 |  | 2037 | 0 | 0 | 0 | 0 | 0 | 0 |  |  |  | 0 | 0 | 0 | 0 | 0 | 0 | 57.48 | 57.48 | 57.48 | 57.48 | 57.48 | 287.4 | 52 | 52 | 52 | 52 | 52 | 260 | 1817 |  | 0
0 | GAZA | SP | CHIBUTO | Chipadja, Chibuto | Refrigerator | PQS_refr | Vestfrost | VLS 054 SDD Greenline |  | Solar | 2022 | Functioning well |  |  |  |  | CCE not to replace |  | CCEOP1 | 2023-04-30 | Sousa Ribe | PQS E003/041 | SDR | 55.5 | 0 | 0 | 57.48 | 52 | 1 |  | 2037 | 0 | 0 | 0 | 0 | 0 | 0 |  |  |  | 0 | 0 | 0 | 0 | 0 | 0 | 57.48 | 57.48 | 57.48 | 57.48 | 57.48 | 287.4 | 52 | 52 | 52 | 52 | 52 | 260 | 1818 |  | 0
0 | GAZA | SP | CHIBUTO | Coca Missava, Chibuto | Refrigerator | PQS_refr | Vestfrost | VLS 054 SDD Greenline |  | Solar | 2022 | Functioning well |  |  |  |  | CCE not to replace |  | CCEOP1 | 2023-04-30 | Sousa Ribe | PQS E003/041 | SDR | 55.5 | 0 | 0 | 57.48 | 52 | 1 |  | 2037 | 0 | 0 | 0 | 0 | 0 | 0 |  |  |  | 0 | 0 | 0 | 0 | 0 | 0 | 57.48 | 57.48 | 57.48 | 57.48 | 57.48 | 287.4 | 52 | 52 | 52 | 52 | 52 | 260 | 1819 |  | 0
0 | GAZA | SP | CHIBUTO | Maivene, Chibuto | Refrigerator | PQS_refr | Vestfrost | VLS 054 SDD Greenline |  | Solar | 2022 | Functioning well |  |  |  |  | CCE not to replace |  | CCEOP1 | 2023-04-30 | Sousa Ribe | PQS E003/041 | SDR | 55.5 | 0 | 0 | 57.48 | 52 | 1 |  | 2037 | 0 | 0 | 0 | 0 | 0 | 0 |  |  |  | 0 | 0 | 0 | 0 | 0 | 0 | 57.48 | 57.48 | 57.48 | 57.48 | 57.48 | 287.4 | 52 | 52 | 52 | 52 | 52 | 260 | 1820 |  | 0
0 | GAZA | SP | CHIBUTO | Malehice, Chibuto | Refrigerator | PQS_refr | Vestfrost | VLS 054 SDD Greenline |  | Solar | 2022 | Functioning well |  |  |  |  | CCE not to replace |  | CCEOP1 | 2023-04-30 | Sousa Ribe | PQS E003/041 | SDR | 55.5 | 0 | 0 | 57.48 | 52 | 1 |  | 2037 | 0 | 0 | 0 | 0 | 0 | 0 |  |  |  | 0 | 0 | 0 | 0 | 0 | 0 | 57.48 | 57.48 | 57.48 | 57.48 | 57.48 | 287.4 | 52 | 52 | 52 | 52 | 52 | 260 | 1821 |  | 0
0 | GAZA | SP | CHIBUTO | Maqueze, Chibuto | Refrigerator | PQS_refr | Vestfrost | VLS 054 SDD Greenline |  | Solar | 2022 | Functioning well |  |  |  |  | CCE not to replace |  | CCEOP1 | 2023-04-30 | Sousa Ribe | PQS E003/041 | SDR | 55.5 | 0 | 0 | 57.48 | 52 | 1 |  | 2037 | 0 | 0 | 0 | 0 | 0 | 0 |  |  |  | 0 | 0 | 0 | 0 | 0 | 0 | 57.48 | 57.48 | 57.48 | 57.48 | 57.48 | 287.4 | 52 | 52 | 52 | 52 | 52 | 260 | 1822 |  | 0
0 | GAZA | SP | CHIBUTO | Meboi, Chibuto | Refrigerator | PQS_refr | Vestfrost | VLS 054 SDD Greenline |  | Solar | 2022 | Functioning well |  |  |  |  | CCE not to replace |  | CCEOP1 | 2023-04-30 | Sousa Ribe | PQS E003/041 | SDR | 55.5 | 0 | 0 | 57.48 | 52 | 1 |  | 2037 | 0 | 0 | 0 | 0 | 0 | 0 |  |  |  | 0 | 0 | 0 | 0 | 0 | 0 | 57.48 | 57.48 | 57.48 | 57.48 | 57.48 | 287.4 | 52 | 52 | 52 | 52 | 52 | 260 | 1823 |  | 0
0 | GAZA | SP | CHIBUTO | Mukotuone, Chibuto | Refrigerator | PQS_refr | Vestfrost | VLS 054 SDD Greenline |  | Solar | 2022 | Functioning well |  |  |  |  | CCE not to replace |  | CCEOP1 | 2023-04-30 | Sousa Ribe | PQS E003/041 | SDR | 55.5 | 0 | 0 | 57.48 | 52 | 1 |  | 2037 | 0 | 0 | 0 | 0 | 0 | 0 |  |  |  | 0 | 0 | 0 | 0 | 0 | 0 | 57.48 | 57.48 | 57.48 | 57.48 | 57.48 | 287.4 | 52 | 52 | 52 | 52 | 52 | 260 | 1824 |  | 0
0 | GAZA | SP | CHIBUTO | Mussavene, Chibuto | Refrigerator | PQS_refr | Vestfrost | VLS 054 SDD Greenline |  | Solar | 2022 | Functioning well |  |  |  |  | CCE not to replace |  | CCEOP1 | 2023-04-30 | Sousa Ribe | PQS E003/041 | SDR | 55.5 | 0 | 0 | 57.48 | 52 | 1 |  | 2037 | 0 | 0 | 0 | 0 | 0 | 0 |  |  |  | 0 | 0 | 0 | 0 | 0 | 0 | 57.48 | 57.48 | 57.48 | 57.48 | 57.48 | 287.4 | 52 | 52 | 52 | 52 | 52 | 260 | 1825 |  | 0
0 | GAZA | SP | CHIBUTO | Muxaxane, Chibuto | Refrigerator | PQS_refr | Vestfrost | VLS 054 SDD Greenline |  | Solar | 2022 | Functioning well |  |  |  |  | CCE not to replace |  | CCEOP1 | 2023-04-30 | Sousa Ribe | PQS E003/041 | SDR | 55.5 | 0 | 0 | 57.48 | 52 | 1 |  | 2037 | 0 | 0 | 0 | 0 | 0 | 0 |  |  |  | 0 | 0 | 0 | 0 | 0 | 0 | 57.48 | 57.48 | 57.48 | 57.48 | 57.48 | 287.4 | 52 | 52 | 52 | 52 | 52 | 260 | 1826 |  | 0
0 | GAZA | SP | CHIBUTO | Nwavaquene, Chibuto | Refrigerator | PQS_refr | Vestfrost | VLS 404A AC |  | Electricity | 2019 | Functioning well |  |  |  |  | CCE not to replace |  |  | 2023-04-30 | Sousa Ribe | PQS E003/112 | ILR | 145 | 0 | 0 | 25.08 | 41.4 | 4 |  | 2034 | 0 | 0 | 0 | 0 | 0 | 0 |  |  |  | 0 | 0 | 0 | 0 | 0 | 0 | 25.08 | 25.08 | 25.08 | 25.08 | 25.08 | 125.4 | 41.4 | 41.4 | 41.4 | 41.4 | 41.4 | 207 | 1827 |  | 0
0 | GAZA | SP | CHIBUTO | Nwavaquene, Chibuto | Refrigerator | PQS_refr | Vestfrost | VLS 404A AC |  | Electricity | 2019 | Functioning well |  |  |  |  | CCE not to replace |  |  | 2023-04-30 | Sousa Ribe | PQS E003/112 | ILR | 145 | 0 | 0 | 25.08 | 41.4 | 4 |  | 2034 | 0 | 0 | 0 | 0 | 0 | 0 |  |  |  | 0 | 0 | 0 | 0 | 0 | 0 | 25.08 | 25.08 | 25.08 | 25.08 | 25.08 | 125.4 | 41.4 | 41.4 | 41.4 | 41.4 | 41.4 | 207 | 1828 |  | 0
0 | GAZA | SP | CHIBUTO | Nwavaquene, Chibuto | Refrigerator | PQS_refr | Vestfrost | VLS 404A AC |  | Electricity | 2021 | Functioning well |  |  |  |  | CCE not to replace |  | CCEOP1 | 2023-04-30 | Sousa Ribe | PQS E003/112 | ILR | 145 | 0 | 0 | 25.08 | 41.4 | 2 |  | 2036 | 0 | 0 | 0 | 0 | 0 | 0 |  |  |  | 0 | 0 | 0 | 0 | 0 | 0 | 25.08 | 25.08 | 25.08 | 25.08 | 25.08 | 125.4 | 41.4 | 41.4 | 41.4 | 41.4 | 41.4 | 207 | 1829 |  | 0
0 | GAZA | LD | LIMPOPO | Depósito D. LIMPOPO | Refrigerator | PQS_refr | Vestfrost | VLS 056 RF SDD |  | Solar | 2021 | Functioning well |  |  |  |  | CCE not to replace |  | CCEOP1 | 2023-04-30 | Sousa Ribe | PQS E003/092 | SDRF | 36 | 34.3 | 0 | 116.04 | 52 | 2 |  | 2036 | 0 | 0 | 0 | 0 | 0 | 0 |  |  |  | 0 | 0 | 0 | 0 | 0 | 0 | 116.04 | 116.04 | 116.04 | 116.04 | 116.04 | 580.2 | 52 | 52 | 52 | 52 | 52 | 260 | 1830 |  | 0
0 | GAZA | LD | LIMPOPO | Depósito D. LIMPOPO | Refrigerator | PQS_refr | Vestfrost | VLS 404A AC |  | Electricity | 2021 | Functioning well |  |  |  |  | CCE not to replace |  | CCEOP1 | 2023-04-30 | Sousa Ribe | PQS E003/112 | ILR | 145 | 0 | 0 | 25.08 | 41.4 | 2 |  | 2036 | 0 | 0 | 0 | 0 | 0 | 0 |  |  |  | 0 | 0 | 0 | 0 | 0 | 0 | 25.08 | 25.08 | 25.08 | 25.08 | 25.08 | 125.4 | 41.4 | 41.4 | 41.4 | 41.4 | 41.4 | 207 | 1831 |  | 0
0 | GAZA | SP | LIMPOPO | CS Chipenhe | Refrigerator | PQS_refr | Vestfrost | VLS 404A AC |  | Electricity | 2021 | Functioning well |  |  |  |  | CCE not to replace |  | CCEOP1 | 2023-04-30 | Sousa Ribe | PQS E003/112 | ILR | 145 | 0 | 0 | 25.08 | 41.4 | 2 |  | 2036 | 0 | 0 | 0 | 0 | 0 | 0 |  |  |  | 0 | 0 | 0 | 0 | 0 | 0 | 25.08 | 25.08 | 25.08 | 25.08 | 25.08 | 125.4 | 41.4 | 41.4 | 41.4 | 41.4 | 41.4 | 207 | 1832 |  | 0
0 | GAZA | SP | LIMPOPO | CS Chissano | Refrigerator | PQS_refr | Vestfrost | VLS 404A AC |  | Electricity | 2021 | Functioning well |  |  |  |  | CCE not to replace |  | CCEOP1 | 2023-04-30 | Sousa Ribe | PQS E003/112 | ILR | 145 | 0 | 0 | 25.08 | 41.4 | 2 |  | 2036 | 0 | 0 | 0 | 0 | 0 | 0 |  |  |  | 0 | 0 | 0 | 0 | 0 | 0 | 25.08 | 25.08 | 25.08 | 25.08 | 25.08 | 125.4 | 41.4 | 41.4 | 41.4 | 41.4 | 41.4 | 207 | 1833 |  | 0
0 | GAZA | SP | LIMPOPO | CS Julius Nyerere | Refrigerator | PQS_refr | Vestfrost | VLS 056 RF SDD |  | Solar | 2019 | Functional, needs repair | Yes | Yes |  |  | CCE not to replace |  |  | 2023-04-30 | Sousa Ribe | PQS E003/092 | SDRF | 36 | 34.3 | 0 | 116.04 | 52 | 4 |  | 2034 | 0 | 0 | 0 | 0 | 0 | 0 |  |  |  | 0 | 0 | 0 | 0 | 0 | 0 | 116.04 | 116.04 | 116.04 | 116.04 | 116.04 | 580.2 | 52 | 52 | 52 | 52 | 52 | 260 | 1834 |  | 0
0 | GAZA | SP | LIMPOPO | CS Licilo | Refrigerator | PQS_refr | Vestfrost | VLS 056 RF SDD |  | Solar | 2021 | Functioning well |  |  |  |  | CCE not to replace |  | CCEOP1 | 2023-04-30 | Sousa Ribe | PQS E003/092 | SDRF | 36 | 34.3 | 0 | 116.04 | 52 | 2 |  | 2036 | 0 | 0 | 0 | 0 | 0 | 0 |  |  |  | 0 | 0 | 0 | 0 | 0 | 0 | 116.04 | 116.04 | 116.04 | 116.04 | 116.04 | 580.2 | 52 | 52 | 52 | 52 | 52 | 260 | 1835 |  | 0
0 | GAZA | SP | LIMPOPO | CS Nhabanga | Refrigerator | PQS_refr | Vestfrost | VLS 404A AC |  | Electricity | 2021 | Functioning well |  |  |  |  | CCE not to replace |  | CCEOP1 | 2023-04-30 | Sousa Ribe | PQS E003/112 | ILR | 145 | 0 | 0 | 25.08 | 41.4 | 2 |  | 2036 | 0 | 0 | 0 | 0 | 0 | 0 |  |  |  | 0 | 0 | 0 | 0 | 0 | 0 | 25.08 | 25.08 | 25.08 | 25.08 | 25.08 | 125.4 | 41.4 | 41.4 | 41.4 | 41.4 | 41.4 | 207 | 1836 |  | 0
0 | GAZA | SP | LIMPOPO | CS Vladimir Lenine | Refrigerator | PQS_refr | Vestfrost | VLS 404A AC |  | Electricity | 2021 | Functioning well |  |  |  |  | CCE not to replace |  | CCEOP1 | 2023-04-30 | Sousa Ribe | PQS E003/112 | ILR | 145 | 0 | 0 | 25.08 | 41.4 | 2 |  | 2036 | 0 | 0 | 0 | 0 | 0 | 0 |  |  |  | 0 | 0 | 0 | 0 | 0 | 0 | 25.08 | 25.08 | 25.08 | 25.08 | 25.08 | 125.4 | 41.4 | 41.4 | 41.4 | 41.4 | 41.4 | 207 | 1837 |  | 0
0 | GAZA | SP | LIMPOPO | CS Zongoene | Refrigerator | PQS_refr | Vestfrost | VLS 056 RF SDD |  | Solar | 2021 | Functioning well |  |  |  |  | CCE not to replace |  | CCEOP1 | 2023-04-30 | Sousa Ribe | PQS E003/092 | SDRF | 36 | 34.3 | 0 | 116.04 | 52 | 2 |  | 2036 | 0 | 0 | 0 | 0 | 0 | 0 |  |  |  | 0 | 0 | 0 | 0 | 0 | 0 | 116.04 | 116.04 | 116.04 | 116.04 | 116.04 | 580.2 | 52 | 52 | 52 | 52 | 52 | 260 | 1838 |  | 0
0 | GAZA | SP | LIMPOPO | HR Chicumbane | Refrigerator | PQS_refr | Vestfrost | VLS 404A AC |  | Electricity | 2021 | Functioning well |  |  |  |  | CCE not to replace |  | CCEOP1 | 2023-04-30 | Sousa Ribe | PQS E003/112 | ILR | 145 | 0 | 0 | 25.08 | 41.4 | 2 |  | 2036 | 0 | 0 | 0 | 0 | 0 | 0 |  |  |  | 0 | 0 | 0 | 0 | 0 | 0 | 25.08 | 25.08 | 25.08 | 25.08 | 25.08 | 125.4 | 41.4 | 41.4 | 41.4 | 41.4 | 41.4 | 207 | 1839 |  | 0
0 | GAZA | SP | LIMPOPO | HR Chicumbane | Refrigerator | PQS_refr | Vestfrost | VLS 404A AC |  | Electricity | 2021 | Functioning well |  |  |  |  | CCE not to replace |  | CCEOP1 | 2023-04-30 | Sousa Ribe | PQS E003/112 | ILR | 145 | 0 | 0 | 25.08 | 41.4 | 2 |  | 2036 | 0 | 0 | 0 | 0 | 0 | 0 |  |  |  | 0 | 0 | 0 | 0 | 0 | 0 | 25.08 | 25.08 | 25.08 | 25.08 | 25.08 | 125.4 | 41.4 | 41.4 | 41.4 | 41.4 | 41.4 | 207 | 1840 |  | 0
0 | GAZA | LD | BILENE | Depósito D. BILENE | Freezer | PQS_freezer | Vestfrost | MF 314 |  | Electricity | 2021 | Functioning well |  |  |  |  | CCE not to replace |  | CCEOP1 | 2023-04-30 | Sousa Ribe | PQS E003/023 | VWPF | 0 | 281 | 0 | 13.752 | 253.8 | 2 |  | 2036 | 0 | 0 | 0 | 0 | 0 | 0 |  |  |  | 0 | 0 | 0 | 0 | 0 | 0 | 13.752 | 13.752 | 13.752 | 13.752 | 13.752 | 68.76 | 253.8 | 253.8 | 253.8 | 253.8 | 253.8 | 1269 | 1841 |  | 0
0 | GAZA | LD | BILENE | Depósito D. BILENE | Refrigerator | PQS_refr | Vestfrost | VLS 054A SDD Greenline |  | Solar | 2021 | Functioning well |  |  |  |  | CCE not to replace |  | CCEOP1 | 2023-04-30 | Sousa Ribe | PQS E003/106 | SDR | 55.5 | 0 | 0 | 70.176 | 52 | 2 |  | 2036 | 0 | 0 | 0 | 0 | 0 | 0 |  |  |  | 0 | 0 | 0 | 0 | 0 | 0 | 70.176 | 70.176 | 70.176 | 70.176 | 70.176 | 350.88 | 52 | 52 | 52 | 52 | 52 | 260 | 1842 |  | 0
0 | GAZA | SP | BILENE | C.S Praia, Bilene | Refrigerator | PQS_refr | Vestfrost | VLS 054A SDD Greenline |  | Solar | 2021 | Functioning well |  |  |  |  | CCE not to replace |  | CCEOP1 | 2023-04-30 | Sousa Ribe | PQS E003/106 | SDR | 55.5 | 0 | 0 | 70.176 | 52 | 2 |  | 2036 | 0 | 0 | 0 | 0 | 0 | 0 |  |  |  | 0 | 0 | 0 | 0 | 0 | 0 | 70.176 | 70.176 | 70.176 | 70.176 | 70.176 | 350.88 | 52 | 52 | 52 | 52 | 52 | 260 | 1843 |  | 0
0 | GAZA | SP | BILENE | Chissano, Bilene | Refrigerator | PQS_refr | Vestfrost | VLS 056 RF SDD |  | Solar | 2021 | Functioning well |  |  |  |  | CCE not to replace |  | CCEOP1 | 2023-04-30 | Sousa Ribe | PQS E003/092 | SDRF | 36 | 34.3 | 0 | 116.04 | 52 | 2 |  | 2036 | 0 | 0 | 0 | 0 | 0 | 0 |  |  |  | 0 | 0 | 0 | 0 | 0 | 0 | 116.04 | 116.04 | 116.04 | 116.04 | 116.04 | 580.2 | 52 | 52 | 52 | 52 | 52 | 260 | 1844 |  | 0
0 | GAZA | SP | BILENE | Incaia, Bilene | Refrigerator | PQS_refr | Vestfrost | VLS 054A SDD Greenline |  | Solar | 2021 | Functioning well |  |  |  |  | CCE not to replace |  | CCEOP1 | 2023-04-30 | Sousa Ribe | PQS E003/106 | SDR | 55.5 | 0 | 0 | 70.176 | 52 | 2 |  | 2036 | 0 | 0 | 0 | 0 | 0 | 0 |  |  |  | 0 | 0 | 0 | 0 | 0 | 0 | 70.176 | 70.176 | 70.176 | 70.176 | 70.176 | 350.88 | 52 | 52 | 52 | 52 | 52 | 260 | 1845 |  | 0
0 | GAZA | SP | BILENE | Licilo, Bilene | Refrigerator | PQS_refr | Vestfrost | VLS 056 RF SDD |  | Solar | 2021 | Functioning well |  |  |  |  | CCE not to replace |  | CCEOP1 | 2023-04-30 | Sousa Ribe | PQS E003/092 | SDRF | 36 | 34.3 | 0 | 116.04 | 52 | 2 |  | 2036 | 0 | 0 | 0 | 0 | 0 | 0 |  |  |  | 0 | 0 | 0 | 0 | 0 | 0 | 116.04 | 116.04 | 116.04 | 116.04 | 116.04 | 580.2 | 52 | 52 | 52 | 52 | 52 | 260 | 1846 |  | 0
0 | GAZA | SP | BILENE | Macia, Bilene | Refrigerator | PQS_refr | Vestfrost | VLS 054A SDD Greenline |  | Solar | 2021 | Functioning well |  |  |  |  | CCE not to replace |  | CCEOP1 | 2023-04-30 | Sousa Ribe | PQS E003/106 | SDR | 55.5 | 0 | 0 | 70.176 | 52 | 2 |  | 2036 | 0 | 0 | 0 | 0 | 0 | 0 |  |  |  | 0 | 0 | 0 | 0 | 0 | 0 | 70.176 | 70.176 | 70.176 | 70.176 | 70.176 | 350.88 | 52 | 52 | 52 | 52 | 52 | 260 | 1847 |  | 0
0 | GAZA | SP | BILENE | Mamonho, Bilene | Refrigerator | PQS_refr | Vestfrost | VLS 054A SDD Greenline |  | Solar | 2021 | Functioning well |  |  |  |  | CCE not to replace |  | CCEOP1 | 2023-04-30 | Sousa Ribe | PQS E003/106 | SDR | 55.5 | 0 | 0 | 70.176 | 52 | 2 |  | 2036 | 0 | 0 | 0 | 0 | 0 | 0 |  |  |  | 0 | 0 | 0 | 0 | 0 | 0 | 70.176 | 70.176 | 70.176 | 70.176 | 70.176 | 350.88 | 52 | 52 | 52 | 52 | 52 | 260 | 1848 |  | 0
0 | GAZA | SP | BILENE | Mangol, Bilene | Refrigerator | PQS_refr | Vestfrost | VLS 054A SDD Greenline |  | Solar | 2021 | Functioning well |  |  |  |  | CCE not to replace |  | CCEOP1 | 2023-04-30 | Sousa Ribe | PQS E003/106 | SDR | 55.5 | 0 | 0 | 70.176 | 52 | 2 |  | 2036 | 0 | 0 | 0 | 0 | 0 | 0 |  |  |  | 0 | 0 | 0 | 0 | 0 | 0 | 70.176 | 70.176 | 70.176 | 70.176 | 70.176 | 350.88 | 52 | 52 | 52 | 52 | 52 | 260 | 1849 |  | 0
0 | GAZA | SP | BILENE | Mazivila, Bilene | Refrigerator | PQS_refr | Vestfrost | VLS 054A SDD Greenline |  | Solar | 2019 | Functioning well |  |  |  |  | CCE not to replace |  |  | 2023-04-30 | Sousa Ribe | PQS E003/106 | SDR | 55.5 | 0 | 0 | 70.176 | 52 | 4 |  | 2034 | 0 | 0 | 0 | 0 | 0 | 0 |  |  |  | 0 | 0 | 0 | 0 | 0 | 0 | 70.176 | 70.176 | 70.176 | 70.176 | 70.176 | 350.88 | 52 | 52 | 52 | 52 | 52 | 260 | 1850 |  | 0
0 | GAZA | SP | BILENE | Messano, Bilene | Refrigerator | PQS_refr | Vestfrost | VLS 054A SDD Greenline |  | Solar | 2021 | Functioning well |  |  |  |  | CCE not to replace |  | CCEOP1 | 2023-04-30 | Sousa Ribe | PQS E003/106 | SDR | 55.5 | 0 | 0 | 70.176 | 52 | 2 |  | 2036 | 0 | 0 | 0 | 0 | 0 | 0 |  |  |  | 0 | 0 | 0 | 0 | 0 | 0 | 70.176 | 70.176 | 70.176 | 70.176 | 70.176 | 350.88 | 52 | 52 | 52 | 52 | 52 | 260 | 1851 |  | 0
0 | GAZA | SP | BILENE | Olombe, Bilene | Refrigerator | PQS_refr | Vestfrost | VLS 054A SDD Greenline |  | Solar | 2019 | Functioning well |  |  |  |  | CCE not to replace |  |  | 2023-04-30 | Sousa Ribe | PQS E003/106 | SDR | 55.5 | 0 | 0 | 70.176 | 52 | 4 |  | 2034 | 0 | 0 | 0 | 0 | 0 | 0 |  |  |  | 0 | 0 | 0 | 0 | 0 | 0 | 70.176 | 70.176 | 70.176 | 70.176 | 70.176 | 350.88 | 52 | 52 | 52 | 52 | 52 | 260 | 1852 |  | 0
0 | GAZA | SP | BILENE | Tuane, Bilene | Refrigerator | PQS_refr | Vestfrost | VLS 056 RF SDD |  | Solar | 2021 | Functioning well |  |  |  |  | CCE not to replace |  | CCEOP1 | 2023-04-30 | Sousa Ribe | PQS E003/092 | SDRF | 36 | 34.3 | 0 | 116.04 | 52 | 2 |  | 2036 | 0 | 0 | 0 | 0 | 0 | 0 |  |  |  | 0 | 0 | 0 | 0 | 0 | 0 | 116.04 | 116.04 | 116.04 | 116.04 | 116.04 | 580.2 | 52 | 52 | 52 | 52 | 52 | 260 | 1853 |  | 0
0 | GAZA | LD | CHOKWÉ | Depósito D. CHOKWÉ | Refrigerator | PQS_refr | Vestfrost | VLS 056 RF SDD |  | Solar | 2019 | Not functional, for breakage |  |  |  |  | CCE to remove & replace | Damaged during conflict |  | 2023-04-30 | Sousa Ribe | PQS E003/092 | SDRF | 36 | 34.3 | 0 | 116.04 | 52 | 4 | 2023 | 2023 | 1 | 0 | 0 | 0 | 0 | 1 |  |  |  | #N/A | 0 | 0 | 0 | 0 | #N/A | #N/A | #N/A | #N/A | #N/A | #N/A | #N/A | #N/A | #N/A | #N/A | #N/A | #N/A | #N/A | 1854 |  | 0
0 | GAZA | SP | CHOKWÉ | 25 Setembro, Chokwe | Refrigerator | PQS_refr | Vestfrost | VLS 056 RF SDD |  | Solar | 2021 | Functioning well |  |  |  |  | CCE not to replace |  | CCEOP1 | 2023-04-30 | Sousa Ribe | PQS E003/092 | SDRF | 36 | 34.3 | 0 | 116.04 | 52 | 2 |  | 2036 | 0 | 0 | 0 | 0 | 0 | 0 |  |  |  | 0 | 0 | 0 | 0 | 0 | 0 | 116.04 | 116.04 | 116.04 | 116.04 | 116.04 | 580.2 | 52 | 52 | 52 | 52 | 52 | 260 | 1855 |  | 0
0 | GAZA | SP | CHOKWÉ | C.S 3º Bairro, Chókwè | Refrigerator | PQS_refr | Vestfrost | VLS 054A SDD Greenline |  | Solar | 2019 | Functioning well |  |  |  |  | CCE not to replace |  |  | 2023-04-30 | Sousa Ribe | PQS E003/106 | SDR | 55.5 | 0 | 0 | 70.176 | 52 | 4 |  | 2034 | 0 | 0 | 0 | 0 | 0 | 0 |  |  |  | 0 | 0 | 0 | 0 | 0 | 0 | 70.176 | 70.176 | 70.176 | 70.176 | 70.176 | 350.88 | 52 | 52 | 52 | 52 | 52 | 260 | 1856 |  | 0
0 | GAZA | SP | CHOKWÉ | C.S de Chókwè, Chókwè | Refrigerator | PQS_refr | Vestfrost | VLS 054A SDD Greenline |  | Solar | 2019 | Functioning well |  |  |  |  | CCE not to replace |  |  | 2023-04-30 | Sousa Ribe | PQS E003/106 | SDR | 55.5 | 0 | 0 | 70.176 | 52 | 4 |  | 2034 | 0 | 0 | 0 | 0 | 0 | 0 |  |  |  | 0 | 0 | 0 | 0 | 0 | 0 | 70.176 | 70.176 | 70.176 | 70.176 | 70.176 | 350.88 | 52 | 52 | 52 | 52 | 52 | 260 | 1857 |  | 0
0 | GAZA | SP | CHOKWÉ | C.S Lionde, Chókwè | Refrigerator | PQS_refr | Vestfrost | VLS 054A SDD Greenline |  | Solar | 2019 | Functioning well |  |  |  |  | CCE not to replace |  |  | 2023-04-30 | Sousa Ribe | PQS E003/106 | SDR | 55.5 | 0 | 0 | 70.176 | 52 | 4 |  | 2034 | 0 | 0 | 0 | 0 | 0 | 0 |  |  |  | 0 | 0 | 0 | 0 | 0 | 0 | 70.176 | 70.176 | 70.176 | 70.176 | 70.176 | 350.88 | 52 | 52 | 52 | 52 | 52 | 260 | 1858 |  | 0
0 | GAZA | SP | CHOKWÉ | C.S malhazine | Refrigerator | PQS_refr | Vestfrost | VLS 054A SDD Greenline |  | Solar | 2019 | Functioning well |  |  |  |  | CCE not to replace |  |  | 2023-04-30 | Sousa Ribe | PQS E003/106 | SDR | 55.5 | 0 | 0 | 70.176 | 52 | 4 |  | 2034 | 0 | 0 | 0 | 0 | 0 | 0 |  |  |  | 0 | 0 | 0 | 0 | 0 | 0 | 70.176 | 70.176 | 70.176 | 70.176 | 70.176 | 350.88 | 52 | 52 | 52 | 52 | 52 | 260 | 1859 |  | 0
0 | GAZA | SP | CHOKWÉ | Centro de saude de macaretane | Refrigerator | PQS_refr | Vestfrost | VLS 054A SDD Greenline |  | Solar | 2019 | Functioning well |  |  |  |  | CCE not to replace |  |  | 2023-04-30 | Sousa Ribe | PQS E003/106 | SDR | 55.5 | 0 | 0 | 70.176 | 52 | 4 |  | 2034 | 0 | 0 | 0 | 0 | 0 | 0 |  |  |  | 0 | 0 | 0 | 0 | 0 | 0 | 70.176 | 70.176 | 70.176 | 70.176 | 70.176 | 350.88 | 52 | 52 | 52 | 52 | 52 | 260 | 1860 |  | 0
0 | GAZA | SP | CHOKWÉ | Chalucuane, Chókwè | Refrigerator | PQS_refr | Vestfrost | VLS 054A SDD Greenline |  | Solar | 2019 | Functioning well |  |  |  |  | CCE not to replace |  |  | 2023-04-30 | Sousa Ribe | PQS E003/106 | SDR | 55.5 | 0 | 0 | 70.176 | 52 | 4 |  | 2034 | 0 | 0 | 0 | 0 | 0 | 0 |  |  |  | 0 | 0 | 0 | 0 | 0 | 0 | 70.176 | 70.176 | 70.176 | 70.176 | 70.176 | 350.88 | 52 | 52 | 52 | 52 | 52 | 260 | 1861 |  | 0
0 | GAZA | SP | CHOKWÉ | Chiaquelane, Chókwè | Refrigerator | PQS_refr | Vestfrost | VLS 054A SDD Greenline |  | Solar | 2019 | Functioning well |  |  |  |  | CCE not to replace |  |  | 2023-04-30 | Sousa Ribe | PQS E003/106 | SDR | 55.5 | 0 | 0 | 70.176 | 52 | 4 |  | 2034 | 0 | 0 | 0 | 0 | 0 | 0 |  |  |  | 0 | 0 | 0 | 0 | 0 | 0 | 70.176 | 70.176 | 70.176 | 70.176 | 70.176 | 350.88 | 52 | 52 | 52 | 52 | 52 | 260 | 1862 |  | 0
0 | GAZA | SP | CHOKWÉ | Chilembene, Chókwè | Refrigerator | PQS_refr | Vestfrost | VLS 054A SDD Greenline |  | Solar | 2019 | Functioning well |  |  |  |  | CCE not to replace |  |  | 2023-04-30 | Sousa Ribe | PQS E003/106 | SDR | 55.5 | 0 | 0 | 70.176 | 52 | 4 |  | 2034 | 0 | 0 | 0 | 0 | 0 | 0 |  |  |  | 0 | 0 | 0 | 0 | 0 | 0 | 70.176 | 70.176 | 70.176 | 70.176 | 70.176 | 350.88 | 52 | 52 | 52 | 52 | 52 | 260 | 1863 |  | 0
0 | GAZA | SP | CHOKWÉ | Conhane, Chókwè | Refrigerator | PQS_refr | B Medical Systems Sarl (Dometic) | TCW 80 AC |  | Electricity | 2021 | Functioning well |  |  |  |  | CCE not to replace |  | CCEOP1 | 2023-04-30 | Sousa Ribe | PQS E003/101 | ILR | 80.5 | 0 | 0 | 71.808 | 69.6 | 2 |  | 2036 | 0 | 0 | 0 | 0 | 0 | 0 |  |  |  | 0 | 0 | 0 | 0 | 0 | 0 | 71.808 | 71.808 | 71.808 | 71.808 | 71.808 | 359.04 | 69.6 | 69.6 | 69.6 | 69.6 | 69.6 | 348 | 1864 |  | 0
0 | GAZA | SP | CHOKWÉ | Cumba, Chókwè | Refrigerator | PQS_refr | B Medical Systems Sarl (Dometic) | TCW 80 AC |  | Electricity | 2021 | Functioning well |  |  |  |  | CCE not to replace |  | CCEOP1 | 2023-04-30 | Sousa Ribe | PQS E003/101 | ILR | 80.5 | 0 | 0 | 71.808 | 69.6 | 2 |  | 2036 | 0 | 0 | 0 | 0 | 0 | 0 |  |  |  | 0 | 0 | 0 | 0 | 0 | 0 | 71.808 | 71.808 | 71.808 | 71.808 | 71.808 | 359.04 | 69.6 | 69.6 | 69.6 | 69.6 | 69.6 | 348 | 1865 |  | 0
0 | GAZA | SP | CHOKWÉ | Hokwe, Chókwè | Refrigerator | PQS_refr | B Medical Systems Sarl (Dometic) | TCW 80 AC |  | Electricity | 2021 | Functioning well |  |  |  |  | CCE not to replace |  | CCEOP1 | 2023-04-30 | Sousa Ribe | PQS E003/101 | ILR | 80.5 | 0 | 0 | 71.808 | 69.6 | 2 |  | 2036 | 0 | 0 | 0 | 0 | 0 | 0 |  |  |  | 0 | 0 | 0 | 0 | 0 | 0 | 71.808 | 71.808 | 71.808 | 71.808 | 71.808 | 359.04 | 69.6 | 69.6 | 69.6 | 69.6 | 69.6 | 348 | 1866 |  | 0
0 | GAZA | SP | CHOKWÉ | Machua, Chókwè | Refrigerator | PQS_refr | B Medical Systems Sarl (Dometic) | TCW 80 AC |  | Electricity | 2021 | Functioning well |  |  |  |  | CCE not to replace |  | CCEOP1 | 2023-04-30 | Sousa Ribe | PQS E003/101 | ILR | 80.5 | 0 | 0 | 71.808 | 69.6 | 2 |  | 2036 | 0 | 0 | 0 | 0 | 0 | 0 |  |  |  | 0 | 0 | 0 | 0 | 0 | 0 | 71.808 | 71.808 | 71.808 | 71.808 | 71.808 | 359.04 | 69.6 | 69.6 | 69.6 | 69.6 | 69.6 | 348 | 1867 |  | 0
0 | GAZA | SP | CHOKWÉ | Manjangue, Chókwè | Refrigerator | PQS_refr | Vestfrost | VLS 054A SDD Greenline |  | Solar | 2021 | Functioning well |  |  |  |  | CCE not to replace |  | CCEOP1 | 2023-04-30 | Sousa Ribe | PQS E003/106 | SDR | 55.5 | 0 | 0 | 70.176 | 52 | 2 |  | 2036 | 0 | 0 | 0 | 0 | 0 | 0 |  |  |  | 0 | 0 | 0 | 0 | 0 | 0 | 70.176 | 70.176 | 70.176 | 70.176 | 70.176 | 350.88 | 52 | 52 | 52 | 52 | 52 | 260 | 1868 |  | 0
0 | GAZA | SP | CHOKWÉ | Mapapa, Chókwè | Refrigerator | PQS_refr | Vestfrost | VLS 056 RF SDD |  | Solar | 2021 | Functioning well |  |  |  |  | CCE not to replace |  | CCEOP1 | 2023-04-30 | Sousa Ribe | PQS E003/092 | SDRF | 36 | 34.3 | 0 | 116.04 | 52 | 2 |  | 2036 | 0 | 0 | 0 | 0 | 0 | 0 |  |  |  | 0 | 0 | 0 | 0 | 0 | 0 | 116.04 | 116.04 | 116.04 | 116.04 | 116.04 | 580.2 | 52 | 52 | 52 | 52 | 52 | 260 | 1869 |  | 0
0 | GAZA | SP | CHOKWÉ | Massavasse, Chókwè | Refrigerator | PQS_refr | B Medical Systems Sarl (Dometic) | TCW 80 AC |  | Electricity | 2021 | Functioning well |  |  |  |  | CCE not to replace |  | CCEOP1 | 2023-04-30 | Sousa Ribe | PQS E003/101 | ILR | 80.5 | 0 | 0 | 71.808 | 69.6 | 2 |  | 2036 | 0 | 0 | 0 | 0 | 0 | 0 |  |  |  | 0 | 0 | 0 | 0 | 0 | 0 | 71.808 | 71.808 | 71.808 | 71.808 | 71.808 | 359.04 | 69.6 | 69.6 | 69.6 | 69.6 | 69.6 | 348 | 1870 |  | 0
0 | GAZA | SP | CHOKWÉ | Muianga, Chókwè | Refrigerator | PQS_refr | Vestfrost | VLS 054A SDD Greenline |  | Solar | 2021 | Functioning well |  |  |  |  | CCE not to replace |  | CCEOP1 | 2023-04-30 | Sousa Ribe | PQS E003/106 | SDR | 55.5 | 0 | 0 | 70.176 | 52 | 2 |  | 2036 | 0 | 0 | 0 | 0 | 0 | 0 |  |  |  | 0 | 0 | 0 | 0 | 0 | 0 | 70.176 | 70.176 | 70.176 | 70.176 | 70.176 | 350.88 | 52 | 52 | 52 | 52 | 52 | 260 | 1871 |  | 0
0 | GAZA | SP | CHOKWÉ | Nwachicoluane, Chókwè | Refrigerator | PQS_refr | Vestfrost | VLS 054A SDD Greenline |  | Solar | 2021 | Functioning well |  |  |  |  | CCE not to replace |  | CCEOP1 | 2023-04-30 | Sousa Ribe | PQS E003/106 | SDR | 55.5 | 0 | 0 | 70.176 | 52 | 2 |  | 2036 | 0 | 0 | 0 | 0 | 0 | 0 |  |  |  | 0 | 0 | 0 | 0 | 0 | 0 | 70.176 | 70.176 | 70.176 | 70.176 | 70.176 | 350.88 | 52 | 52 | 52 | 52 | 52 | 260 | 1872 |  | 0
0 | GAZA | SP | CHOKWÉ | Tlawene, Chókwè | Refrigerator | PQS_refr | Vestfrost | VLS 054A SDD Greenline |  | Solar | 2021 | Functioning well |  |  |  |  | CCE not to replace |  | CCEOP1 | 2023-04-30 | Sousa Ribe | PQS E003/106 | SDR | 55.5 | 0 | 0 | 70.176 | 52 | 2 |  | 2036 | 0 | 0 | 0 | 0 | 0 | 0 |  |  |  | 0 | 0 | 0 | 0 | 0 | 0 | 70.176 | 70.176 | 70.176 | 70.176 | 70.176 | 350.88 | 52 | 52 | 52 | 52 | 52 | 260 | 1873 |  | 0
0 | GAZA | LD | GUIJÁ | Depósito D. GUIJÁ | Refrigerator | PQS_refr | Vestfrost | VLS 054A SDD Greenline |  | Solar | 2021 | Functioning well |  |  |  |  | CCE not to replace |  | CCEOP1 | 2023-04-30 | Sousa Ribe | PQS E003/106 | SDR | 55.5 | 0 | 0 | 70.176 | 52 | 2 |  | 2036 | 0 | 0 | 0 | 0 | 0 | 0 |  |  |  | 0 | 0 | 0 | 0 | 0 | 0 | 70.176 | 70.176 | 70.176 | 70.176 | 70.176 | 350.88 | 52 | 52 | 52 | 52 | 52 | 260 | 1874 |  | 0
0 | GAZA | LD | GUIJÁ | Depósito D. GUIJÁ | Refrigerator | PQS_refr | Vestfrost | VLS 054A SDD Greenline |  | Solar | 2021 | Functioning well |  |  |  |  | CCE not to replace |  | CCEOP1 | 2023-04-30 | Sousa Ribe | PQS E003/106 | SDR | 55.5 | 0 | 0 | 70.176 | 52 | 2 |  | 2036 | 0 | 0 | 0 | 0 | 0 | 0 |  |  |  | 0 | 0 | 0 | 0 | 0 | 0 | 70.176 | 70.176 | 70.176 | 70.176 | 70.176 | 350.88 | 52 | 52 | 52 | 52 | 52 | 260 | 1875 |  | 0
0 | GAZA | SP | GUIJÁ | Chibabel, Guijá | Refrigerator | PQS_refr | Vestfrost | VLS 054A SDD Greenline |  | Solar | 2021 | Functioning well |  |  |  |  | CCE not to replace |  | CCEOP1 | 2023-04-30 | Sousa Ribe | PQS E003/106 | SDR | 55.5 | 0 | 0 | 70.176 | 52 | 2 |  | 2036 | 0 | 0 | 0 | 0 | 0 | 0 |  |  |  | 0 | 0 | 0 | 0 | 0 | 0 | 70.176 | 70.176 | 70.176 | 70.176 | 70.176 | 350.88 | 52 | 52 | 52 | 52 | 52 | 260 | 1876 |  | 0
0 | GAZA | SP | GUIJÁ | Chimbembe,Guijá | Refrigerator | PQS_refr | Vestfrost | VLS 054A SDD Greenline |  | Solar | 2021 | Functioning well |  |  |  |  | CCE not to replace |  | CCEOP1 | 2023-04-30 | Sousa Ribe | PQS E003/106 | SDR | 55.5 | 0 | 0 | 70.176 | 52 | 2 |  | 2036 | 0 | 0 | 0 | 0 | 0 | 0 |  |  |  | 0 | 0 | 0 | 0 | 0 | 0 | 70.176 | 70.176 | 70.176 | 70.176 | 70.176 | 350.88 | 52 | 52 | 52 | 52 | 52 | 260 | 1877 |  | 0
0 | GAZA | SP | GUIJÁ | Chinhacanine, Guijá | Refrigerator | PQS_refr | Vestfrost | VLS 054A SDD Greenline |  | Solar | 2021 | Functioning well |  |  |  |  | CCE not to replace |  | CCEOP1 | 2023-04-30 | Sousa Ribe | PQS E003/106 | SDR | 55.5 | 0 | 0 | 70.176 | 52 | 2 |  | 2036 | 0 | 0 | 0 | 0 | 0 | 0 |  |  |  | 0 | 0 | 0 | 0 | 0 | 0 | 70.176 | 70.176 | 70.176 | 70.176 | 70.176 | 350.88 | 52 | 52 | 52 | 52 | 52 | 260 | 1878 |  | 0
0 | GAZA | SP | GUIJÁ | Chivonguene, Guijá | Refrigerator | PQS_refr | Vestfrost | VLS 054A SDD Greenline |  | Solar | 2021 | Functioning well |  |  |  |  | CCE not to replace |  | CCEOP1 | 2023-04-30 | Sousa Ribe | PQS E003/106 | SDR | 55.5 | 0 | 0 | 70.176 | 52 | 2 |  | 2036 | 0 | 0 | 0 | 0 | 0 | 0 |  |  |  | 0 | 0 | 0 | 0 | 0 | 0 | 70.176 | 70.176 | 70.176 | 70.176 | 70.176 | 350.88 | 52 | 52 | 52 | 52 | 52 | 260 | 1879 |  | 0
0 | GAZA | SP | GUIJÁ | Javanhane | Refrigerator | PQS_refr | Vestfrost | VLS 054A SDD Greenline |  | Solar | 2021 | Functioning well |  |  |  |  | CCE not to replace |  | CCEOP1 | 2023-04-30 | Sousa Ribe | PQS E003/106 | SDR | 55.5 | 0 | 0 | 70.176 | 52 | 2 |  | 2036 | 0 | 0 | 0 | 0 | 0 | 0 |  |  |  | 0 | 0 | 0 | 0 | 0 | 0 | 70.176 | 70.176 | 70.176 | 70.176 | 70.176 | 350.88 | 52 | 52 | 52 | 52 | 52 | 260 | 1880 |  | 0
0 | GAZA | SP | GUIJÁ | Mbalavala, Guija | Refrigerator | PQS_refr | Vestfrost | VLS 054A SDD Greenline |  | Solar | 2021 | Functioning well |  |  |  |  | CCE not to replace |  | CCEOP1 | 2023-04-30 | Sousa Ribe | PQS E003/106 | SDR | 55.5 | 0 | 0 | 70.176 | 52 | 2 |  | 2036 | 0 | 0 | 0 | 0 | 0 | 0 |  |  |  | 0 | 0 | 0 | 0 | 0 | 0 | 70.176 | 70.176 | 70.176 | 70.176 | 70.176 | 350.88 | 52 | 52 | 52 | 52 | 52 | 260 | 1881 |  | 0
0 | GAZA | SP | GUIJÁ | Mpelane, Guijá | Refrigerator | PQS_refr | Vestfrost | VLS 054A SDD Greenline |  | Solar | 2021 | Functioning well |  |  |  |  | CCE not to replace |  | CCEOP1 | 2023-04-30 | Sousa Ribe | PQS E003/106 | SDR | 55.5 | 0 | 0 | 70.176 | 52 | 2 |  | 2036 | 0 | 0 | 0 | 0 | 0 | 0 |  |  |  | 0 | 0 | 0 | 0 | 0 | 0 | 70.176 | 70.176 | 70.176 | 70.176 | 70.176 | 350.88 | 52 | 52 | 52 | 52 | 52 | 260 | 1882 |  | 0
0 | GAZA | SP | GUIJÁ | Mubanguene, Guijá | Refrigerator | PQS_refr | Vestfrost | VLS 054A SDD Greenline |  | Solar | 2021 | Functioning well |  |  |  |  | CCE not to replace |  | CCEOP1 | 2023-04-30 | Sousa Ribe | PQS E003/106 | SDR | 55.5 | 0 | 0 | 70.176 | 52 | 2 |  | 2036 | 0 | 0 | 0 | 0 | 0 | 0 |  |  |  | 0 | 0 | 0 | 0 | 0 | 0 | 70.176 | 70.176 | 70.176 | 70.176 | 70.176 | 350.88 | 52 | 52 | 52 | 52 | 52 | 260 | 1883 |  | 0
0 | GAZA | SP | GUIJÁ | Nalazi, Guijá | Refrigerator | PQS_refr | Vestfrost | VLS 054A SDD Greenline |  | Solar | 2021 | Functioning well |  |  |  |  | CCE not to replace |  | CCEOP1 | 2023-04-30 | Sousa Ribe | PQS E003/106 | SDR | 55.5 | 0 | 0 | 70.176 | 52 | 2 |  | 2036 | 0 | 0 | 0 | 0 | 0 | 0 |  |  |  | 0 | 0 | 0 | 0 | 0 | 0 | 70.176 | 70.176 | 70.176 | 70.176 | 70.176 | 350.88 | 52 | 52 | 52 | 52 | 52 | 260 | 1884 |  | 0
0 | GAZA | LD | CHICUALACUALA | Depósito D. CHICUALACUALA | Refrigerator | PQS_refr | B Medical Systems Sarl (Dometic) | TCW 80 AC |  | Electricity | 2021 | Functioning well |  |  |  |  | CCE not to replace |  | CCEOP1 | 2023-04-30 | Sousa Ribe | PQS E003/101 | ILR | 80.5 | 0 | 0 | 71.808 | 69.6 | 2 |  | 2036 | 0 | 0 | 0 | 0 | 0 | 0 |  |  |  | 0 | 0 | 0 | 0 | 0 | 0 | 71.808 | 71.808 | 71.808 | 71.808 | 71.808 | 359.04 | 69.6 | 69.6 | 69.6 | 69.6 | 69.6 | 348 | 1885 |  | 0
0 | GAZA | LD | CHICUALACUALA | Depósito D. CHICUALACUALA | Refrigerator | PQS_refr | B Medical Systems Sarl (Dometic) | TCW 80 AC |  | Electricity | 2021 | Functioning well |  |  |  |  | CCE not to replace |  | CCEOP1 | 2023-04-30 | Sousa Ribe | PQS E003/101 | ILR | 80.5 | 0 | 0 | 71.808 | 69.6 | 2 |  | 2036 | 0 | 0 | 0 | 0 | 0 | 0 |  |  |  | 0 | 0 | 0 | 0 | 0 | 0 | 71.808 | 71.808 | 71.808 | 71.808 | 71.808 | 359.04 | 69.6 | 69.6 | 69.6 | 69.6 | 69.6 | 348 | 1886 |  | 0
0 | GAZA | LD | CHICUALACUALA | Depósito D. CHICUALACUALA | Refrigerator | PQS_refr | B Medical Systems Sarl (Dometic) | TCW 80 AC |  | Electricity | 2021 | Functioning well |  |  |  |  | CCE not to replace |  | CCEOP1 | 2023-04-30 | Sousa Ribe | PQS E003/101 | ILR | 80.5 | 0 | 0 | 71.808 | 69.6 | 2 |  | 2036 | 0 | 0 | 0 | 0 | 0 | 0 |  |  |  | 0 | 0 | 0 | 0 | 0 | 0 | 71.808 | 71.808 | 71.808 | 71.808 | 71.808 | 359.04 | 69.6 | 69.6 | 69.6 | 69.6 | 69.6 | 348 | 1887 |  | 0
0 | GAZA | SP | CHICUALACUALA | C.S Mepúzi, Chicualacuala | Refrigerator | PQS_refr | B Medical Systems Sarl (Dometic) | TCW 80 AC |  | Electricity | 2021 | Functioning well |  |  |  |  | CCE not to replace |  | CCEOP1 | 2023-04-30 | Sousa Ribe | PQS E003/101 | ILR | 80.5 | 0 | 0 | 71.808 | 69.6 | 2 |  | 2036 | 0 | 0 | 0 | 0 | 0 | 0 |  |  |  | 0 | 0 | 0 | 0 | 0 | 0 | 71.808 | 71.808 | 71.808 | 71.808 | 71.808 | 359.04 | 69.6 | 69.6 | 69.6 | 69.6 | 69.6 | 348 | 1888 |  | 0
0 | GAZA | SP | CHICUALACUALA | C.S Pafúri, Chicualacuala | Refrigerator | PQS_refr | B Medical Systems Sarl (Dometic) | TCW 80 AC |  | Electricity | 2021 | Functioning well |  |  |  |  | CCE not to replace |  | CCEOP1 | 2023-04-30 | Sousa Ribe | PQS E003/101 | ILR | 80.5 | 0 | 0 | 71.808 | 69.6 | 2 |  | 2036 | 0 | 0 | 0 | 0 | 0 | 0 |  |  |  | 0 | 0 | 0 | 0 | 0 | 0 | 71.808 | 71.808 | 71.808 | 71.808 | 71.808 | 359.04 | 69.6 | 69.6 | 69.6 | 69.6 | 69.6 | 348 | 1889 |  | 0
0 | GAZA | SP | CHICUALACUALA | Centro de saude chidulo | Refrigerator | PQS_refr | Vestfrost | VLS 404A AC |  | Electricity | 2020 | Functioning well |  |  |  |  | CCE not to replace |  | CCEOP1 | 2023-04-30 | Sousa Ribe | PQS E003/112 | ILR | 145 | 0 | 0 | 25.08 | 41.4 | 3 |  | 2035 | 0 | 0 | 0 | 0 | 0 | 0 |  |  |  | 0 | 0 | 0 | 0 | 0 | 0 | 25.08 | 25.08 | 25.08 | 25.08 | 25.08 | 125.4 | 41.4 | 41.4 | 41.4 | 41.4 | 41.4 | 207 | 1890 |  | 0
0 | GAZA | SP | CHICUALACUALA | Centro de saude de Machaila | Refrigerator | PQS_refr | Vestfrost | VLS 404A AC |  | Electricity | 2020 | Functioning well |  |  |  |  | CCE not to replace |  | CCEOP1 | 2023-04-30 | Sousa Ribe | PQS E003/112 | ILR | 145 | 0 | 0 | 25.08 | 41.4 | 3 |  | 2035 | 0 | 0 | 0 | 0 | 0 | 0 |  |  |  | 0 | 0 | 0 | 0 | 0 | 0 | 25.08 | 25.08 | 25.08 | 25.08 | 25.08 | 125.4 | 41.4 | 41.4 | 41.4 | 41.4 | 41.4 | 207 | 1891 |  | 0
0 | GAZA | SP | CHICUALACUALA | Lithatha, Chicualacuala | Refrigerator | PQS_refr | Vestfrost | VLS 404A AC |  | Electricity | 2020 | Functioning well |  |  |  |  | CCE not to replace |  | CCEOP1 | 2023-04-30 | Sousa Ribe | PQS E003/112 | ILR | 145 | 0 | 0 | 25.08 | 41.4 | 3 |  | 2035 | 0 | 0 | 0 | 0 | 0 | 0 |  |  |  | 0 | 0 | 0 | 0 | 0 | 0 | 25.08 | 25.08 | 25.08 | 25.08 | 25.08 | 125.4 | 41.4 | 41.4 | 41.4 | 41.4 | 41.4 | 207 | 1892 |  | 0
0 | GAZA | SP | CHICUALACUALA | Mahathane, Chicualacuala | Refrigerator | PQS_refr | Vestfrost | VLS 404A AC |  | Electricity | 2021 | Functioning well |  |  |  |  | CCE not to replace |  | CCEOP1 | 2023-04-30 | Sousa Ribe | PQS E003/112 | ILR | 145 | 0 | 0 | 25.08 | 41.4 | 2 |  | 2036 | 0 | 0 | 0 | 0 | 0 | 0 |  |  |  | 0 | 0 | 0 | 0 | 0 | 0 | 25.08 | 25.08 | 25.08 | 25.08 | 25.08 | 125.4 | 41.4 | 41.4 | 41.4 | 41.4 | 41.4 | 207 | 1893 |  | 0
0 | GAZA | SP | CHICUALACUALA | Mapai Ngala, Chicualacuala | Refrigerator | PQS_refr | Vestfrost | VLS 154A SDD Greenline |  | Solar | 2021 | Functioning well |  |  |  |  | CCE not to replace |  |  | 2023-04-30 | Sousa Ribe | PQS E003/108 | SDR | 170 | 0 | 0 | 98.472 | 52 | 2 |  | 2036 | 0 | 0 | 0 | 0 | 0 | 0 |  |  |  | 0 | 0 | 0 | 0 | 0 | 0 | 98.472 | 98.472 | 98.472 | 98.472 | 98.472 | 492.36 | 52 | 52 | 52 | 52 | 52 | 260 | 1894 |  | 0
0 | GAZA | SP | CHICUALACUALA | Mapai, Chicualacuala | Refrigerator | PQS_refr | Vestfrost | VLS 154A SDD Greenline |  | Solar | 2021 | Functioning well |  |  |  |  | CCE not to replace |  |  | 2023-04-30 | Sousa Ribe | PQS E003/108 | SDR | 170 | 0 | 0 | 98.472 | 52 | 2 |  | 2036 | 0 | 0 | 0 | 0 | 0 | 0 |  |  |  | 0 | 0 | 0 | 0 | 0 | 0 | 98.472 | 98.472 | 98.472 | 98.472 | 98.472 | 492.36 | 52 | 52 | 52 | 52 | 52 | 260 | 1895 |  | 0
0 | GAZA | LD | MAPAI | Depósito D. MAPAI | Refrigerator | PQS_refr | Vestfrost | VLS 154A SDD Greenline |  | Solar | 2021 | Functioning well |  |  |  |  | CCE not to replace |  |  | 2023-04-30 | Sousa Ribe | PQS E003/108 | SDR | 170 | 0 | 0 | 98.472 | 52 | 2 |  | 2036 | 0 | 0 | 0 | 0 | 0 | 0 |  |  |  | 0 | 0 | 0 | 0 | 0 | 0 | 98.472 | 98.472 | 98.472 | 98.472 | 98.472 | 492.36 | 52 | 52 | 52 | 52 | 52 | 260 | 1896 |  | 0
0 | GAZA | LD | MAPAI | Depósito D. MAPAI | Refrigerator | PQS_refr | Vestfrost | VLS 404A AC |  | Electricity | 2021 | Functioning well |  |  |  |  | CCE not to replace |  | CCEOP1 | 2023-04-30 | Sousa Ribe | PQS E003/112 | ILR | 145 | 0 | 0 | 25.08 | 41.4 | 2 |  | 2036 | 0 | 0 | 0 | 0 | 0 | 0 |  |  |  | 0 | 0 | 0 | 0 | 0 | 0 | 25.08 | 25.08 | 25.08 | 25.08 | 25.08 | 125.4 | 41.4 | 41.4 | 41.4 | 41.4 | 41.4 | 207 | 1897 |  | 0
0 | GAZA | SP | MAPAI | CS Machaila | Refrigerator | PQS_refr | Vestfrost | VLS 154A SDD Greenline |  | Solar | 2021 | Functioning well |  |  |  |  | CCE not to replace |  |  | 2023-04-30 | Sousa Ribe | PQS E003/108 | SDR | 170 | 0 | 0 | 98.472 | 52 | 2 |  | 2036 | 0 | 0 | 0 | 0 | 0 | 0 |  |  |  | 0 | 0 | 0 | 0 | 0 | 0 | 98.472 | 98.472 | 98.472 | 98.472 | 98.472 | 492.36 | 52 | 52 | 52 | 52 | 52 | 260 | 1898 |  | 0
0 | GAZA | SP | MAPAI | CS Mapai | Refrigerator | PQS_refr | Vestfrost | VLS 154A SDD Greenline |  | Solar | 2021 | Functioning well |  |  |  |  | CCE not to replace |  |  | 2023-04-30 | Sousa Ribe | PQS E003/108 | SDR | 170 | 0 | 0 | 98.472 | 52 | 2 |  | 2036 | 0 | 0 | 0 | 0 | 0 | 0 |  |  |  | 0 | 0 | 0 | 0 | 0 | 0 | 98.472 | 98.472 | 98.472 | 98.472 | 98.472 | 492.36 | 52 | 52 | 52 | 52 | 52 | 260 | 1899 |  | 0
0 | GAZA | SP | MAPAI | CS Mepuzi | Refrigerator | PQS_refr | Vestfrost | VLS 154A SDD Greenline |  | Solar | 2021 | Functioning well |  |  |  |  | CCE not to replace |  |  | 2023-04-30 | Sousa Ribe | PQS E003/108 | SDR | 170 | 0 | 0 | 98.472 | 52 | 2 |  | 2036 | 0 | 0 | 0 | 0 | 0 | 0 |  |  |  | 0 | 0 | 0 | 0 | 0 | 0 | 98.472 | 98.472 | 98.472 | 98.472 | 98.472 | 492.36 | 52 | 52 | 52 | 52 | 52 | 260 | 1900 |  | 0
0 | GAZA | SP | MAPAI | HD Mapai | Refrigerator | PQS_refr | Vestfrost | VLS 404A AC |  | Electricity | 2021 | Functioning well |  |  |  |  | CCE not to replace |  | CCEOP1 | 2023-04-30 | Sousa Ribe | PQS E003/112 | ILR | 145 | 0 | 0 | 25.08 | 41.4 | 2 |  | 2036 | 0 | 0 | 0 | 0 | 0 | 0 |  |  |  | 0 | 0 | 0 | 0 | 0 | 0 | 25.08 | 25.08 | 25.08 | 25.08 | 25.08 | 125.4 | 41.4 | 41.4 | 41.4 | 41.4 | 41.4 | 207 | 1901 |  | 0
0 | GAZA | SP | MAPAI | PS Chidulo | Refrigerator | PQS_refr | Vestfrost | VLS 154A SDD Greenline |  | Solar | 2021 | Functioning well |  |  |  |  | CCE not to replace |  |  | 2023-04-30 | Sousa Ribe | PQS E003/108 | SDR | 170 | 0 | 0 | 98.472 | 52 | 2 |  | 2036 | 0 | 0 | 0 | 0 | 0 | 0 |  |  |  | 0 | 0 | 0 | 0 | 0 | 0 | 98.472 | 98.472 | 98.472 | 98.472 | 98.472 | 492.36 | 52 | 52 | 52 | 52 | 52 | 260 | 1902 |  | 0
0 | GAZA | SP | MAPAI | PS Mapai Ngala | Refrigerator | PQS_refr | Vestfrost | VLS 154A SDD Greenline |  | Solar | 2021 | Functioning well |  |  |  |  | CCE not to replace |  |  | 2023-04-30 | Sousa Ribe | PQS E003/108 | SDR | 170 | 0 | 0 | 98.472 | 52 | 2 |  | 2036 | 0 | 0 | 0 | 0 | 0 | 0 |  |  |  | 0 | 0 | 0 | 0 | 0 | 0 | 98.472 | 98.472 | 98.472 | 98.472 | 98.472 | 492.36 | 52 | 52 | 52 | 52 | 52 | 260 | 1903 |  | 0
0 | GAZA | SP | MAPAI | CS Machaila | Refrigerator | PQS_refr | Vestfrost | VLS 154A SDD Greenline |  | Solar | 2021 | Functioning well |  |  |  |  | CCE not to replace |  |  | 2023-04-30 | Sousa Ribe | PQS E003/108 | SDR | 170 | 0 | 0 | 98.472 | 52 | 2 |  | 2036 | 0 | 0 | 0 | 0 | 0 | 0 |  |  |  | 0 | 0 | 0 | 0 | 0 | 0 | 98.472 | 98.472 | 98.472 | 98.472 | 98.472 | 492.36 | 52 | 52 | 52 | 52 | 52 | 260 | 1904 |  | 0
0 | GAZA | LD | MASSANGENA | Depósito D. MASSANGENA | Refrigerator | PQS_refr | Vestfrost | VLS 154A SDD Greenline |  | Solar | 2021 | Functioning well |  |  |  |  | CCE not to replace |  |  | 2023-04-30 | Sousa Ribe | PQS E003/108 | SDR | 170 | 0 | 0 | 98.472 | 52 | 2 |  | 2036 | 0 | 0 | 0 | 0 | 0 | 0 |  |  |  | 0 | 0 | 0 | 0 | 0 | 0 | 98.472 | 98.472 | 98.472 | 98.472 | 98.472 | 492.36 | 52 | 52 | 52 | 52 | 52 | 260 | 1905 |  | 0
0 | GAZA | LD | MASSANGENA | Depósito D. MASSANGENA | Refrigerator | PQS_refr | Vestfrost | VLS 154A SDD Greenline |  | Solar | 2021 | Functioning well |  |  |  |  | CCE not to replace |  |  | 2023-04-30 | Sousa Ribe | PQS E003/108 | SDR | 170 | 0 | 0 | 98.472 | 52 | 2 |  | 2036 | 0 | 0 | 0 | 0 | 0 | 0 |  |  |  | 0 | 0 | 0 | 0 | 0 | 0 | 98.472 | 98.472 | 98.472 | 98.472 | 98.472 | 492.36 | 52 | 52 | 52 | 52 | 52 | 260 | 1906 |  | 0
0 | GAZA | LD | MASSANGENA | Depósito D. MASSANGENA | Refrigerator | PQS_refr | Vestfrost | VLS 154A SDD Greenline |  | Solar | 2021 | Functioning well |  |  |  |  | CCE not to replace |  |  | 2023-04-30 | Sousa Ribe | PQS E003/108 | SDR | 170 | 0 | 0 | 98.472 | 52 | 2 |  | 2036 | 0 | 0 | 0 | 0 | 0 | 0 |  |  |  | 0 | 0 | 0 | 0 | 0 | 0 | 98.472 | 98.472 | 98.472 | 98.472 | 98.472 | 492.36 | 52 | 52 | 52 | 52 | 52 | 260 | 1907 |  | 0
0 | GAZA | SP | MASSANGENA | C.S Massangena, Massangena | Refrigerator | PQS_refr | B Medical Systems Sarl (Dometic) | TCW 80 AC |  | Electricity | 2020 | Functioning well |  |  |  |  | CCE not to replace |  | CCEOP1 | 2023-04-30 | Sousa Ribe | PQS E003/101 | ILR | 80.5 | 0 | 0 | 71.808 | 69.6 | 3 |  | 2035 | 0 | 0 | 0 | 0 | 0 | 0 |  |  |  | 0 | 0 | 0 | 0 | 0 | 0 | 71.808 | 71.808 | 71.808 | 71.808 | 71.808 | 359.04 | 69.6 | 69.6 | 69.6 | 69.6 | 69.6 | 348 | 1908 |  | 0
0 | GAZA | SP | MASSANGENA | C.S Mavué, Massangena | Refrigerator | PQS_refr | B Medical Systems Sarl (Dometic) | TCW 80 AC |  | Electricity | 2020 | Functioning well |  |  |  |  | CCE not to replace |  | CCEOP1 | 2023-04-30 | Sousa Ribe | PQS E003/101 | ILR | 80.5 | 0 | 0 | 71.808 | 69.6 | 3 |  | 2035 | 0 | 0 | 0 | 0 | 0 | 0 |  |  |  | 0 | 0 | 0 | 0 | 0 | 0 | 71.808 | 71.808 | 71.808 | 71.808 | 71.808 | 359.04 | 69.6 | 69.6 | 69.6 | 69.6 | 69.6 | 348 | 1909 |  | 0
0 | GAZA | SP | MASSANGENA | Mucambene, Massangena | Refrigerator | PQS_refr | B Medical Systems Sarl (Dometic) | TCW 80 AC |  | Electricity | 2020 | Functioning well |  |  |  |  | CCE not to replace |  | CCEOP1 | 2023-04-30 | Sousa Ribe | PQS E003/101 | ILR | 80.5 | 0 | 0 | 71.808 | 69.6 | 3 |  | 2035 | 0 | 0 | 0 | 0 | 0 | 0 |  |  |  | 0 | 0 | 0 | 0 | 0 | 0 | 71.808 | 71.808 | 71.808 | 71.808 | 71.808 | 359.04 | 69.6 | 69.6 | 69.6 | 69.6 | 69.6 | 348 | 1910 |  | 0
0 | GAZA | LD | MABALANE | Depósito D. MABALANE | Refrigerator | PQS_refr | B Medical Systems Sarl (Dometic) | TCW 80 AC |  | Electricity | 2020 | Functioning well |  |  |  |  | CCE not to replace |  | CCEOP1 | 2023-04-30 | Sousa Ribe | PQS E003/101 | ILR | 80.5 | 0 | 0 | 71.808 | 69.6 | 3 |  | 2035 | 0 | 0 | 0 | 0 | 0 | 0 |  |  |  | 0 | 0 | 0 | 0 | 0 | 0 | 71.808 | 71.808 | 71.808 | 71.808 | 71.808 | 359.04 | 69.6 | 69.6 | 69.6 | 69.6 | 69.6 | 348 | 1911 |  | 0
0 | GAZA | LD | MABALANE | Depósito D. MABALANE | Refrigerator | PQS_refr | B Medical Systems Sarl (Dometic) | TCW 80 AC |  | Electricity | 2020 | Functioning well |  |  |  |  | CCE not to replace |  | CCEOP1 | 2023-04-30 | Sousa Ribe | PQS E003/101 | ILR | 80.5 | 0 | 0 | 71.808 | 69.6 | 3 |  | 2035 | 0 | 0 | 0 | 0 | 0 | 0 |  |  |  | 0 | 0 | 0 | 0 | 0 | 0 | 71.808 | 71.808 | 71.808 | 71.808 | 71.808 | 359.04 | 69.6 | 69.6 | 69.6 | 69.6 | 69.6 | 348 | 1912 |  | 0
0 | GAZA | LD | MABALANE | Depósito D. MABALANE | Refrigerator | PQS_refr | B Medical Systems Sarl (Dometic) | TCW 80 AC |  | Electricity | 2020 | Functioning well |  |  |  |  | CCE not to replace |  | CCEOP1 | 2023-04-30 | Sousa Ribe | PQS E003/101 | ILR | 80.5 | 0 | 0 | 71.808 | 69.6 | 3 |  | 2035 | 0 | 0 | 0 | 0 | 0 | 0 |  |  |  | 0 | 0 | 0 | 0 | 0 | 0 | 71.808 | 71.808 | 71.808 | 71.808 | 71.808 | 359.04 | 69.6 | 69.6 | 69.6 | 69.6 | 69.6 | 348 | 1913 |  | 0
0 | GAZA | SP | MABALANE | C.S Mabalane, Mabalane | Refrigerator | PQS_refr | Vestfrost | VLS 026 RF Green Line |  | Solar | 2020 | Functioning well |  |  |  |  | CCE not to replace |  | CCEOP1 | 2023-04-30 | Sousa Ribe | PQS E003/091 | SDRF | 20 | 34.3 | 0 | 109.2 | 52 | 3 |  | 2035 | 0 | 0 | 0 | 0 | 0 | 0 |  |  |  | 0 | 0 | 0 | 0 | 0 | 0 | 109.2 | 109.2 | 109.2 | 109.2 | 109.2 | 546 | 52 | 52 | 52 | 52 | 52 | 260 | 1914 |  | 0
0 | GAZA | SP | MABALANE | Centro DE sauce we Matsambo | Refrigerator | PQS_refr | Vestfrost | VLS 056 RF SDD |  | Solar | 2020 | Functioning well |  |  |  |  | CCE not to replace |  | CCEOP1 | 2023-04-30 | Sousa Ribe | PQS E003/092 | SDRF | 36 | 34.3 | 0 | 116.04 | 52 | 3 |  | 2035 | 0 | 0 | 0 | 0 | 0 | 0 |  |  |  | 0 | 0 | 0 | 0 | 0 | 0 | 116.04 | 116.04 | 116.04 | 116.04 | 116.04 | 580.2 | 52 | 52 | 52 | 52 | 52 | 260 | 1915 |  | 0
0 | GAZA | SP | MABALANE | Chinhequete | Refrigerator | PQS_refr | Vestfrost | VLS 026 RF Green Line |  | Solar | 2020 | Functioning well |  |  |  |  | CCE not to replace |  | CCEOP1 | 2023-04-30 | Sousa Ribe | PQS E003/091 | SDRF | 20 | 34.3 | 0 | 109.2 | 52 | 3 |  | 2035 | 0 | 0 | 0 | 0 | 0 | 0 |  |  |  | 0 | 0 | 0 | 0 | 0 | 0 | 109.2 | 109.2 | 109.2 | 109.2 | 109.2 | 546 | 52 | 52 | 52 | 52 | 52 | 260 | 1916 |  | 0
0 | GAZA | SP | MABALANE | Combomone, Mabalane | Refrigerator | PQS_refr | Vestfrost | VLS 026 RF Green Line |  | Solar | 2020 | Functioning well |  |  |  |  | CCE not to replace |  | CCEOP1 | 2023-04-30 | Sousa Ribe | PQS E003/091 | SDRF | 20 | 34.3 | 0 | 109.2 | 52 | 3 |  | 2035 | 0 | 0 | 0 | 0 | 0 | 0 |  |  |  | 0 | 0 | 0 | 0 | 0 | 0 | 109.2 | 109.2 | 109.2 | 109.2 | 109.2 | 546 | 52 | 52 | 52 | 52 | 52 | 260 | 1917 |  | 0
0 | GAZA | SP | MABALANE | Macarale, Mabalane | Refrigerator | PQS_refr | Vestfrost | VLS 026 RF Green Line |  | Solar | 2020 | Functioning well |  |  |  |  | CCE not to replace |  | CCEOP1 | 2023-04-30 | Sousa Ribe | PQS E003/091 | SDRF | 20 | 34.3 | 0 | 109.2 | 52 | 3 |  | 2035 | 0 | 0 | 0 | 0 | 0 | 0 |  |  |  | 0 | 0 | 0 | 0 | 0 | 0 | 109.2 | 109.2 | 109.2 | 109.2 | 109.2 | 546 | 52 | 52 | 52 | 52 | 52 | 260 | 1918 |  | 0
0 | GAZA | SP | MABALANE | Muginge, Mabalane | Refrigerator | PQS_refr | Vestfrost | VLS 026 RF Green Line |  | Solar | 2020 | Functioning well |  |  |  |  | CCE not to replace |  | CCEOP1 | 2023-04-30 | Sousa Ribe | PQS E003/091 | SDRF | 20 | 34.3 | 0 | 109.2 | 52 | 3 |  | 2035 | 0 | 0 | 0 | 0 | 0 | 0 |  |  |  | 0 | 0 | 0 | 0 | 0 | 0 | 109.2 | 109.2 | 109.2 | 109.2 | 109.2 | 546 | 52 | 52 | 52 | 52 | 52 | 260 | 1919 |  | 0
0 | GAZA | SP | MABALANE | Nhimbayiwe, Mabalane | Refrigerator | PQS_refr | Vestfrost | VLS 026 RF Green Line |  | Solar | 2020 | Functioning well |  |  |  |  | CCE not to replace |  | CCEOP1 | 2023-04-30 | Sousa Ribe | PQS E003/091 | SDRF | 20 | 34.3 | 0 | 109.2 | 52 | 3 |  | 2035 | 0 | 0 | 0 | 0 | 0 | 0 |  |  |  | 0 | 0 | 0 | 0 | 0 | 0 | 109.2 | 109.2 | 109.2 | 109.2 | 109.2 | 546 | 52 | 52 | 52 | 52 | 52 | 260 | 1920 |  | 0
0 | GAZA | SP | MABALANE | Pfukwe, Mabalane | Refrigerator | PQS_refr | Vestfrost | VLS 026 RF Green Line |  | Solar | 2020 | Functioning well |  |  |  |  | CCE not to replace |  | CCEOP1 | 2023-04-30 | Sousa Ribe | PQS E003/091 | SDRF | 20 | 34.3 | 0 | 109.2 | 52 | 3 |  | 2035 | 0 | 0 | 0 | 0 | 0 | 0 |  |  |  | 0 | 0 | 0 | 0 | 0 | 0 | 109.2 | 109.2 | 109.2 | 109.2 | 109.2 | 546 | 52 | 52 | 52 | 52 | 52 | 260 | 1921 |  | 0
0 | GAZA | SP | MABALANE | Tsocate, Mabalane | Refrigerator | PQS_refr | Vestfrost | VLS 056 RF SDD |  | Solar | 2020 | Functioning well |  |  |  |  | CCE not to replace |  | CCEOP1 | 2023-04-30 | Sousa Ribe | PQS E003/092 | SDRF | 36 | 34.3 | 0 | 116.04 | 52 | 3 |  | 2035 | 0 | 0 | 0 | 0 | 0 | 0 |  |  |  | 0 | 0 | 0 | 0 | 0 | 0 | 116.04 | 116.04 | 116.04 | 116.04 | 116.04 | 580.2 | 52 | 52 | 52 | 52 | 52 | 260 | 1922 |  | 0
0 | GAZA | LD | CHIGUBO | Depósito D. CHIGUBO | Refrigerator | PQS_refr | Vestfrost | VLS 056 RF SDD |  | Solar | 2020 | Functioning well |  |  |  |  | CCE not to replace |  | CCEOP1 | 2023-04-30 | Sousa Ribe | PQS E003/092 | SDRF | 36 | 34.3 | 0 | 116.04 | 52 | 3 |  | 2035 | 0 | 0 | 0 | 0 | 0 | 0 |  |  |  | 0 | 0 | 0 | 0 | 0 | 0 | 116.04 | 116.04 | 116.04 | 116.04 | 116.04 | 580.2 | 52 | 52 | 52 | 52 | 52 | 260 | 1923 |  | 0
0 | GAZA | LD | CHIGUBO | Depósito D. CHIGUBO | Refrigerator | PQS_refr | Vestfrost | VLS 056 RF SDD |  | Solar | 2019 | Functioning well |  |  |  |  | CCE not to replace |  |  | 2023-04-30 | Sousa Ribe | PQS E003/092 | SDRF | 36 | 34.3 | 0 | 116.04 | 52 | 4 |  | 2034 | 0 | 0 | 0 | 0 | 0 | 0 |  |  |  | 0 | 0 | 0 | 0 | 0 | 0 | 116.04 | 116.04 | 116.04 | 116.04 | 116.04 | 580.2 | 52 | 52 | 52 | 52 | 52 | 260 | 1924 |  | 0
0 | GAZA | SP | CHIGUBO | C.S Dindiza, Chigubo | Refrigerator | PQS_refr | Vestfrost | VLS 056 RF SDD |  | Solar | 2020 | Functioning well |  |  |  |  | CCE not to replace |  | CCEOP1 | 2023-04-30 | Sousa Ribe | PQS E003/092 | SDRF | 36 | 34.3 | 0 | 116.04 | 52 | 3 |  | 2035 | 0 | 0 | 0 | 0 | 0 | 0 |  |  |  | 0 | 0 | 0 | 0 | 0 | 0 | 116.04 | 116.04 | 116.04 | 116.04 | 116.04 | 580.2 | 52 | 52 | 52 | 52 | 52 | 260 | 1925 |  | 0
0 | GAZA | SP | CHIGUBO | Cubo, Chigubo | Refrigerator | PQS_refr | Vestfrost | VLS 404A AC |  | Electricity | 2020 | Functioning well |  |  |  |  | CCE not to replace |  | CCEOP1 | 2023-04-30 | Sousa Ribe | PQS E003/112 | ILR | 145 | 0 | 0 | 25.08 | 41.4 | 3 |  | 2035 | 0 | 0 | 0 | 0 | 0 | 0 |  |  |  | 0 | 0 | 0 | 0 | 0 | 0 | 25.08 | 25.08 | 25.08 | 25.08 | 25.08 | 125.4 | 41.4 | 41.4 | 41.4 | 41.4 | 41.4 | 207 | 1926 |  | 0
0 | GAZA | SP | CHIGUBO | Machaila, Chigubo | Refrigerator | PQS_refr | Vestfrost | VLS 056 RF SDD |  | Solar | 2019 | Functioning well |  |  |  |  | CCE not to replace |  |  | 2023-04-30 | Sousa Ribe | PQS E003/092 | SDRF | 36 | 34.3 | 0 | 116.04 | 52 | 4 |  | 2034 | 0 | 0 | 0 | 0 | 0 | 0 |  |  |  | 0 | 0 | 0 | 0 | 0 | 0 | 116.04 | 116.04 | 116.04 | 116.04 | 116.04 | 580.2 | 52 | 52 | 52 | 52 | 52 | 260 | 1927 |  | 0
0 | GAZA | SP | CHIGUBO | Zinhane, Chigubo | Refrigerator | PQS_refr | Vestfrost | VLS 404A AC |  | Electricity | 2020 | Functioning well |  |  |  |  | CCE not to replace |  | CCEOP1 | 2023-04-30 | Sousa Ribe | PQS E003/112 | ILR | 145 | 0 | 0 | 25.08 | 41.4 | 3 |  | 2035 | 0 | 0 | 0 | 0 | 0 | 0 |  |  |  | 0 | 0 | 0 | 0 | 0 | 0 | 25.08 | 25.08 | 25.08 | 25.08 | 25.08 | 125.4 | 41.4 | 41.4 | 41.4 | 41.4 | 41.4 | 207 | 1928 |  | 0
0 | GAZA | LD | MASSINGIR | Depósito D. MASSINGIR | Refrigerator | PQS_refr | Vestfrost | VLS 056 RF SDD |  | Solar | 2019 | Functioning well |  |  |  |  | CCE not to replace |  |  | 2023-04-30 | Sousa Ribe | PQS E003/092 | SDRF | 36 | 34.3 | 0 | 116.04 | 52 | 4 |  | 2034 | 0 | 0 | 0 | 0 | 0 | 0 |  |  |  | 0 | 0 | 0 | 0 | 0 | 0 | 116.04 | 116.04 | 116.04 | 116.04 | 116.04 | 580.2 | 52 | 52 | 52 | 52 | 52 | 260 | 1929 |  | 0
0 | GAZA | LD | MASSINGIR | Depósito D. MASSINGIR | Refrigerator | PQS_refr | Vestfrost | VLS 404A AC |  | Electricity | 2020 | Functioning well |  |  |  |  | CCE not to replace |  | CCEOP1 | 2023-04-30 | Sousa Ribe | PQS E003/112 | ILR | 145 | 0 | 0 | 25.08 | 41.4 | 3 |  | 2035 | 0 | 0 | 0 | 0 | 0 | 0 |  |  |  | 0 | 0 | 0 | 0 | 0 | 0 | 25.08 | 25.08 | 25.08 | 25.08 | 25.08 | 125.4 | 41.4 | 41.4 | 41.4 | 41.4 | 41.4 | 207 | 1930 |  | 0
0 | GAZA | SP | MASSINGIR | C.S Cubo, Massingir | Refrigerator | PQS_refr | Vestfrost | VLS 404A AC |  | Electricity | 2020 | Functioning well |  |  |  |  | CCE not to replace |  | CCEOP1 | 2023-04-30 | Sousa Ribe | PQS E003/112 | ILR | 145 | 0 | 0 | 25.08 | 41.4 | 3 |  | 2035 | 0 | 0 | 0 | 0 | 0 | 0 |  |  |  | 0 | 0 | 0 | 0 | 0 | 0 | 25.08 | 25.08 | 25.08 | 25.08 | 25.08 | 125.4 | 41.4 | 41.4 | 41.4 | 41.4 | 41.4 | 207 | 1931 |  | 0
0 | GAZA | SP | MASSINGIR | C.S Massingir, Massingir | Refrigerator | PQS_refr | Vestfrost | VLS 404A AC |  | Electricity | 2020 | Functioning well |  |  |  |  | CCE not to replace |  | CCEOP1 | 2023-04-30 | Sousa Ribe | PQS E003/112 | ILR | 145 | 0 | 0 | 25.08 | 41.4 | 3 |  | 2035 | 0 | 0 | 0 | 0 | 0 | 0 |  |  |  | 0 | 0 | 0 | 0 | 0 | 0 | 25.08 | 25.08 | 25.08 | 25.08 | 25.08 | 125.4 | 41.4 | 41.4 | 41.4 | 41.4 | 41.4 | 207 | 1932 |  | 0
0 | GAZA | SP | MASSINGIR | Chibotane, Massingir | Refrigerator | PQS_refr | Vestfrost | VLS 404A AC |  | Electricity | 2020 | Functioning well |  |  |  |  | CCE not to replace |  | CCEOP1 | 2023-04-30 | Sousa Ribe | PQS E003/112 | ILR | 145 | 0 | 0 | 25.08 | 41.4 | 3 |  | 2035 | 0 | 0 | 0 | 0 | 0 | 0 |  |  |  | 0 | 0 | 0 | 0 | 0 | 0 | 25.08 | 25.08 | 25.08 | 25.08 | 25.08 | 125.4 | 41.4 | 41.4 | 41.4 | 41.4 | 41.4 | 207 | 1933 |  | 0
0 | GAZA | SP | MASSINGIR | Macaringue, Massingir | Refrigerator | PQS_refr | Vestfrost | VLS 056 RF SDD |  | Solar | 2019 | Functioning well |  |  |  |  | CCE not to replace |  |  | 2023-04-30 | Sousa Ribe | PQS E003/092 | SDRF | 36 | 34.3 | 0 | 116.04 | 52 | 4 |  | 2034 | 0 | 0 | 0 | 0 | 0 | 0 |  |  |  | 0 | 0 | 0 | 0 | 0 | 0 | 116.04 | 116.04 | 116.04 | 116.04 | 116.04 | 580.2 | 52 | 52 | 52 | 52 | 52 | 260 | 1934 |  | 0
0 | GAZA | SP | MASSINGIR | Machamba, Massingir | Refrigerator | PQS_refr | Vestfrost | VLS 056 RF SDD |  | Solar | 2020 | Functioning well |  |  |  |  | CCE not to replace |  | CCEOP1 | 2023-04-30 | Sousa Ribe | PQS E003/092 | SDRF | 36 | 34.3 | 0 | 116.04 | 52 | 3 |  | 2035 | 0 | 0 | 0 | 0 | 0 | 0 |  |  |  | 0 | 0 | 0 | 0 | 0 | 0 | 116.04 | 116.04 | 116.04 | 116.04 | 116.04 | 580.2 | 52 | 52 | 52 | 52 | 52 | 260 | 1935 |  | 0
0 | GAZA | SP | MASSINGIR | Mavodze, Massingir | Refrigerator | PQS_refr | Vestfrost | VLS 056 RF SDD |  | Solar | 2020 | Functioning well |  |  |  |  | CCE not to replace |  | CCEOP1 | 2023-04-30 | Sousa Ribe | PQS E003/092 | SDRF | 36 | 34.3 | 0 | 116.04 | 52 | 3 |  | 2035 | 0 | 0 | 0 | 0 | 0 | 0 |  |  |  | 0 | 0 | 0 | 0 | 0 | 0 | 116.04 | 116.04 | 116.04 | 116.04 | 116.04 | 580.2 | 52 | 52 | 52 | 52 | 52 | 260 | 1936 |  | 0
0 | GAZA | SP | MASSINGIR | Mucatine, Massingir | Refrigerator | PQS_refr | Vestfrost | VLS 404A AC |  | Electricity | 2020 | Functioning well |  |  |  |  | CCE not to replace |  | CCEOP1 | 2023-04-30 | Sousa Ribe | PQS E003/112 | ILR | 145 | 0 | 0 | 25.08 | 41.4 | 3 |  | 2035 | 0 | 0 | 0 | 0 | 0 | 0 |  |  |  | 0 | 0 | 0 | 0 | 0 | 0 | 25.08 | 25.08 | 25.08 | 25.08 | 25.08 | 125.4 | 41.4 | 41.4 | 41.4 | 41.4 | 41.4 | 207 | 1937 |  | 0
0 | GAZA | SP | MASSINGIR | Zulo, Massingir | Refrigerator | PQS_refr | Vestfrost | VLS 056 RF SDD |  | Solar | 2020 | Functioning well |  |  |  |  | CCE not to replace |  | CCEOP1 | 2023-04-30 | Sousa Ribe | PQS E003/092 | SDRF | 36 | 34.3 | 0 | 116.04 | 52 | 3 |  | 2035 | 0 | 0 | 0 | 0 | 0 | 0 |  |  |  | 0 | 0 | 0 | 0 | 0 | 0 | 116.04 | 116.04 | 116.04 | 116.04 | 116.04 | 580.2 | 52 | 52 | 52 | 52 | 52 | 260 | 1938 |  | 0
0 | INHAMBANE | SN1 | CIDADE DE INHAMBANE | Armazém Provincial de Vacinas de Inhambane | WIFR | WICFR | Huurre | WIFR-15m3 |  | Electricity | 2018 | Functioning well |  |  |  |  | CCE not to replace |  |  | 2023-05-30 | Sousa Ribe | WICFR | WIFR-15 | 0 | 4900 | 0 | 0 | 0 | 5 |  | 2033 | 0 | 0 | 0 | 0 | 0 | 0 |  |  |  | 0 | 0 | 0 | 0 | 0 | 0 | 0 | 0 | 0 | 0 | 0 | 0 | 0 | 0 | 0 | 0 | 0 | 0 |  |  | 0
0 | INHAMBANE | SN1 | CIDADE DE INHAMBANE | Armazém Provincial de Vacinas de Inhambane | Freezer | PQS_freezer | Vestfrost | MF 314 |  | Electricity | 2020 | Functioning well |  |  |  |  | CCE not to replace |  | CCEOP1 | 2023-05-30 | Sousa Ribe | PQS E003/023 | VWPF | 0 | 281 | 0 | 13.752 | 253.8 | 3 |  | 2035 | 0 | 0 | 0 | 0 | 0 | 0 |  |  |  | 0 | 0 | 0 | 0 | 0 | 0 | 13.752 | 13.752 | 13.752 | 13.752 | 13.752 | 68.76 | 253.8 | 253.8 | 253.8 | 253.8 | 253.8 | 1269 |  |  | 0
0 | INHAMBANE | SN1 | CIDADE DE INHAMBANE | Armazém Provincial de Vacinas de Inhambane | Freezer | PQS_freezer | Vestfrost | MF 314 |  | Electricity | 2020 | Functioning well |  |  |  |  | CCE not to replace |  | CCEOP1 | 2023-05-30 | Sousa Ribe | PQS E003/023 | VWPF | 0 | 281 | 0 | 13.752 | 253.8 | 3 |  | 2035 | 0 | 0 | 0 | 0 | 0 | 0 |  |  |  | 0 | 0 | 0 | 0 | 0 | 0 | 13.752 | 13.752 | 13.752 | 13.752 | 13.752 | 68.76 | 253.8 | 253.8 | 253.8 | 253.8 | 253.8 | 1269 |  |  | 0
0 | INHAMBANE | SN1 | CIDADE DE INHAMBANE | Armazém Provincial de Vacinas de Inhambane | Refrigerator | PQS_refr | Vestfrost | VLS 400A Greenline |  | Electricity | 2015 | Functioning well |  |  |  |  | CCE not to replace |  |  | 2023-05-30 | Sousa Ribe | PQS E003/065 | ILR | 145 | 0 | 0 | 24.12 | 40.2 | 8 |  | 2030 | 0 | 0 | 0 | 0 | 0 | 0 |  |  |  | 0 | 0 | 0 | 0 | 0 | 0 | 24.12 | 24.12 | 24.12 | 24.12 | 24.12 | 120.6 | 40.2 | 40.2 | 40.2 | 40.2 | 40.2 | 201 |  |  | 0
0 | INHAMBANE | SN1 | CIDADE DE INHAMBANE | Armazém Provincial de Vacinas de Inhambane | Refrigerator | PQS_refr | Vestfrost | VLS 026 RF Green Line |  | Solar | 2014 | Functioning well |  |  |  |  | CCE not to replace |  |  | 2023-05-30 | Sousa Ribe | PQS E003/091 | SDRF | 20 | 34.3 | 0 | 109.2 | 52 | 9 |  | 2029 | 0 | 0 | 0 | 0 | 1 | 1 |  |  |  | 0 | 0 | 0 | 0 | #N/A | #N/A | 109.2 | 109.2 | 109.2 | 109.2 | #N/A | #N/A | 52 | 52 | 52 | 52 | #N/A | #N/A |  |  | 0
0 | INHAMBANE | SN1 | CIDADE DE INHAMBANE | Armazém Provincial de Vacinas de Inhambane | Freezer | PQS_freezer | Vestfrost | MF 314 |  | Electricity | 2020 | Functioning well |  |  |  |  | CCE not to replace |  | CCEOP1 | 2023-05-30 | Sousa Ribe | PQS E003/023 | VWPF | 0 | 281 | 0 | 13.752 | 253.8 | 3 |  | 2035 | 0 | 0 | 0 | 0 | 0 | 0 |  |  |  | 0 | 0 | 0 | 0 | 0 | 0 | 13.752 | 13.752 | 13.752 | 13.752 | 13.752 | 68.76 | 253.8 | 253.8 | 253.8 | 253.8 | 253.8 | 1269 |  |  | 0
0 | INHAMBANE | SN1 | CIDADE DE INHAMBANE | Armazém Provincial de Vacinas de Inhambane | Refrigerator | PQS_refr | B Medical Systems Sarl (Dometic) | TCW 80 AC |  | Electricity | 2014 | Functioning well |  |  |  |  | CCE not to replace |  |  | 2023-05-30 | Sousa Ribe | PQS E003/101 | ILR | 80.5 | 0 | 0 | 71.808 | 69.6 | 9 |  | 2029 | 0 | 0 | 0 | 0 | 1 | 1 |  |  |  | 0 | 0 | 0 | 0 | #N/A | #N/A | 71.808 | 71.808 | 71.808 | 71.808 | #N/A | #N/A | 69.6 | 69.6 | 69.6 | 69.6 | #N/A | #N/A |  |  | 0
0 | INHAMBANE | LD | GOVURO | Depósito D. GOVURO | Freezer | PQS_freezer | Vestfrost | MF 314 |  | Electricity | 2020 | Functioning well |  |  |  |  | CCE not to replace |  | CCEOP1 | 2023-05-30 | Sousa Ribe | PQS E003/023 | VWPF | 0 | 281 | 0 | 13.752 | 253.8 | 3 |  | 2035 | 0 | 0 | 0 | 0 | 0 | 0 |  |  |  | 0 | 0 | 0 | 0 | 0 | 0 | 13.752 | 13.752 | 13.752 | 13.752 | 13.752 | 68.76 | 253.8 | 253.8 | 253.8 | 253.8 | 253.8 | 1269 | 1946 |  | 0
0 | INHAMBANE | LD | GOVURO | Depósito D. GOVURO | Freezer | PQS_freezer | Vestfrost | MF 314 |  | Electricity | 2020 | Functioning well |  |  |  |  | CCE not to replace |  | CCEOP1 | 2023-05-30 | Sousa Ribe | PQS E003/023 | VWPF | 0 | 281 | 0 | 13.752 | 253.8 | 3 |  | 2035 | 0 | 0 | 0 | 0 | 0 | 0 |  |  |  | 0 | 0 | 0 | 0 | 0 | 0 | 13.752 | 13.752 | 13.752 | 13.752 | 13.752 | 68.76 | 253.8 | 253.8 | 253.8 | 253.8 | 253.8 | 1269 | 1947 |  | 0
0 | INHAMBANE | SP | GOVURO | CS de Chimunda | Refrigerator | PQS_refr | Vestfrost | MK 304 |  | Electricity | 2014 | Functioning well |  |  |  |  | CCE not to replace |  |  | 2023-05-30 | Sousa Ribe | PQS E003/007 | ILR | 105 | 0 | 0 | 19.032 | 192 | 9 |  | 2029 | 0 | 0 | 0 | 0 | 1 | 1 |  |  |  | 0 | 0 | 0 | 0 | #N/A | #N/A | 19.032 | 19.032 | 19.032 | 19.032 | #N/A | #N/A | 192 | 192 | 192 | 192 | #N/A | #N/A | 1948 |  | 0
0 | INHAMBANE | SP | GOVURO | CS Jofane | Refrigerator | PQS_refr | Vestfrost | MK 304 |  | Electricity | 2014 | Not functional, for breakage |  |  |  |  | CCE to remove & replace | Frequent breakdown-BER |  | 2023-05-30 | Sousa Ribe | PQS E003/007 | ILR | 105 | 0 | 0 | 19.032 | 192 | 9 | 2023 | 2023 | 1 | 0 | 0 | 0 | 0 | 1 |  |  |  | #N/A | 0 | 0 | 0 | 0 | #N/A | #N/A | #N/A | #N/A | #N/A | #N/A | #N/A | #N/A | #N/A | #N/A | #N/A | #N/A | #N/A | 1949 |  | 0
0 | INHAMBANE | SP | GOVURO | CS Luido | Refrigerator | PQS_refr | Vestfrost | MK 304 |  | Electricity | 2014 | Not functional, for breakage |  |  |  |  | CCE to remove & replace | Frequent breakdown-BER |  | 2023-05-30 | Sousa Ribe | PQS E003/007 | ILR | 105 | 0 | 0 | 19.032 | 192 | 9 | 2023 | 2023 | 1 | 0 | 0 | 0 | 0 | 1 |  |  |  | #N/A | 0 | 0 | 0 | 0 | #N/A | #N/A | #N/A | #N/A | #N/A | #N/A | #N/A | #N/A | #N/A | #N/A | #N/A | #N/A | #N/A | 1950 |  | 0
0 | INHAMBANE | SP | GOVURO | CS Maluvane | Refrigerator | PQS_refr | Vestfrost | MK 304 |  | Electricity | 2014 | Functioning well |  |  |  |  | CCE not to replace |  |  | 2023-05-30 | Sousa Ribe | PQS E003/007 | ILR | 105 | 0 | 0 | 19.032 | 192 | 9 |  | 2029 | 0 | 0 | 0 | 0 | 1 | 1 |  |  |  | 0 | 0 | 0 | 0 | #N/A | #N/A | 19.032 | 19.032 | 19.032 | 19.032 | #N/A | #N/A | 192 | 192 | 192 | 192 | #N/A | #N/A | 1951 |  | 0
0 | INHAMBANE | SP | GOVURO | CS Save | Refrigerator | PQS_refr | Vestfrost | MK 304 |  | Electricity | 2014 | Not functional, for breakage |  |  |  |  | CCE to remove & replace | Frequent breakdown-BER |  | 2023-05-30 | Sousa Ribe | PQS E003/007 | ILR | 105 | 0 | 0 | 19.032 | 192 | 9 | 2023 | 2023 | 1 | 0 | 0 | 0 | 0 | 1 |  |  |  | #N/A | 0 | 0 | 0 | 0 | #N/A | #N/A | #N/A | #N/A | #N/A | #N/A | #N/A | #N/A | #N/A | #N/A | #N/A | #N/A | #N/A | 1952 |  | 0
0 | INHAMBANE | SP | GOVURO | Nova Mambone | Refrigerator | PQS_refr | Vestfrost | VLS 054 SDD Greenline |  | Solar | 2022 | Functioning well |  |  |  |  | CCE not to replace |  | CCEOP1 | 2023-05-30 | Sousa Ribe | PQS E003/041 | SDR | 55.5 | 0 | 0 | 57.48 | 52 | 1 |  | 2037 | 0 | 0 | 0 | 0 | 0 | 0 |  |  |  | 0 | 0 | 0 | 0 | 0 | 0 | 57.48 | 57.48 | 57.48 | 57.48 | 57.48 | 287.4 | 52 | 52 | 52 | 52 | 52 | 260 | 1953 |  | 0
0 | INHAMBANE | SP | GOVURO | Pande | Refrigerator | PQS_refr | Vestfrost | VLS 054 SDD Greenline |  | Solar | 2022 | Functioning well |  |  |  |  | CCE not to replace |  | CCEOP1 | 2023-05-30 | Sousa Ribe | PQS E003/041 | SDR | 55.5 | 0 | 0 | 57.48 | 52 | 1 |  | 2037 | 0 | 0 | 0 | 0 | 0 | 0 |  |  |  | 0 | 0 | 0 | 0 | 0 | 0 | 57.48 | 57.48 | 57.48 | 57.48 | 57.48 | 287.4 | 52 | 52 | 52 | 52 | 52 | 260 | 1954 |  | 0
0 | INHAMBANE | SP | GOVURO | SedeDoane | Refrigerator | PQS_refr | B Medical Systems Sarl (Dometic) | TCW 3000 AC |  | Electricity | 2015 | Functional, needs repair | Yes |  |  |  | CCE not to replace |  |  | 2023-05-30 | Sousa Ribe | PQS E003/017 | ILRorF | 150 | 150 | 0 | 62.76 | 82.2 | 8 |  | 2030 | 0 | 0 | 0 | 0 | 0 | 0 |  |  |  | 0 | 0 | 0 | 0 | 0 | 0 | 62.76 | 62.76 | 62.76 | 62.76 | 62.76 | 313.8 | 82.2 | 82.2 | 82.2 | 82.2 | 82.2 | 411 | 1955 |  | 0
0 | INHAMBANE | LD | INHASSORO | Depósito D. INHASSORO | Refrigerator | PQS_refr | Vestfrost | MK 144 |  | Electricity | 2014 | Functioning well |  |  |  |  | CCE not to replace |  |  | 2023-05-30 | Sousa Ribe | PQS E003/022 | ILR | 48 | 0 | 0 | 14.736 | 138 | 9 |  | 2029 | 0 | 0 | 0 | 0 | 1 | 1 |  |  |  | 0 | 0 | 0 | 0 | #N/A | #N/A | 14.736 | 14.736 | 14.736 | 14.736 | #N/A | #N/A | 138 | 138 | 138 | 138 | #N/A | #N/A | 1956 |  | 0
0 | INHAMBANE | LD | INHASSORO | Depósito D. INHASSORO | Refrigerator | PQS_refr | Vestfrost | VLS 026 RF Green Line |  | Solar | 2014 | Functioning well |  |  |  |  | CCE not to replace |  |  | 2023-05-30 | Sousa Ribe | PQS E003/091 | SDRF | 20 | 34.3 | 0 | 109.2 | 52 | 9 |  | 2029 | 0 | 0 | 0 | 0 | 1 | 1 |  |  |  | 0 | 0 | 0 | 0 | #N/A | #N/A | 109.2 | 109.2 | 109.2 | 109.2 | #N/A | #N/A | 52 | 52 | 52 | 52 | #N/A | #N/A | 1957 |  | 0
0 | INHAMBANE | LD | INHASSORO | Depósito D. INHASSORO | Refrigerator | PQS_refr | Vestfrost | VLS 054 SDD Greenline |  | Solar | 2022 | Functioning well |  |  |  |  | CCE not to replace |  | CCEOP1 | 2023-05-30 | Sousa Ribe | PQS E003/041 | SDR | 55.5 | 0 | 0 | 57.48 | 52 | 1 |  | 2037 | 0 | 0 | 0 | 0 | 0 | 0 |  |  |  | 0 | 0 | 0 | 0 | 0 | 0 | 57.48 | 57.48 | 57.48 | 57.48 | 57.48 | 287.4 | 52 | 52 | 52 | 52 | 52 | 260 | 1958 |  | 0
0 | INHAMBANE | SP | INHASSORO | C.STemane | Refrigerator | PQS_refr | Vestfrost | VLS 056 RF SDD |  | Solar | 2019 | Functioning well |  |  |  |  | CCE not to replace |  |  | 2023-05-30 | Sousa Ribe | PQS E003/092 | SDRF | 36 | 34.3 | 0 | 116.04 | 52 | 4 |  | 2034 | 0 | 0 | 0 | 0 | 0 | 0 |  |  |  | 0 | 0 | 0 | 0 | 0 | 0 | 116.04 | 116.04 | 116.04 | 116.04 | 116.04 | 580.2 | 52 | 52 | 52 | 52 | 52 | 260 | 1959 |  | 0
0 | INHAMBANE | SP | INHASSORO | Centro de saude de Machulane | Refrigerator | PQS_refr | Vestfrost | MK 144 |  | Electricity | 2014 | Functioning well |  |  |  |  | CCE not to replace |  |  | 2023-05-30 | Sousa Ribe | PQS E003/022 | ILR | 48 | 0 | 0 | 14.736 | 138 | 9 |  | 2029 | 0 | 0 | 0 | 0 | 1 | 1 |  |  |  | 0 | 0 | 0 | 0 | #N/A | #N/A | 14.736 | 14.736 | 14.736 | 14.736 | #N/A | #N/A | 138 | 138 | 138 | 138 | #N/A | #N/A | 1960 |  | 0
0 | INHAMBANE | SP | INHASSORO | CS Bazaruto | Refrigerator | PQS_refr | Vestfrost | MK 144 |  | Electricity | 2014 | Functioning well |  |  |  |  | CCE not to replace |  |  | 2023-05-30 | Sousa Ribe | PQS E003/022 | ILR | 48 | 0 | 0 | 14.736 | 138 | 9 |  | 2029 | 0 | 0 | 0 | 0 | 1 | 1 |  |  |  | 0 | 0 | 0 | 0 | #N/A | #N/A | 14.736 | 14.736 | 14.736 | 14.736 | #N/A | #N/A | 138 | 138 | 138 | 138 | #N/A | #N/A | 1961 |  | 0
0 | INHAMBANE | SP | INHASSORO | CS Chacane | Refrigerator | PQS_refr | Vestfrost | VLS 054 SDD Greenline |  | Solar | 2022 | Functioning well |  |  |  |  | CCE not to replace |  | CCEOP1 | 2023-05-30 | Sousa Ribe | PQS E003/041 | SDR | 55.5 | 0 | 0 | 57.48 | 52 | 1 |  | 2037 | 0 | 0 | 0 | 0 | 0 | 0 |  |  |  | 0 | 0 | 0 | 0 | 0 | 0 | 57.48 | 57.48 | 57.48 | 57.48 | 57.48 | 287.4 | 52 | 52 | 52 | 52 | 52 | 260 | 1962 |  | 0
0 | INHAMBANE | SP | INHASSORO | CS Chongola | Refrigerator | PQS_refr | B Medical Systems Sarl (Dometic) | TCW 80 AC |  | Electricity | 2014 | Functioning well |  |  |  |  | CCE not to replace |  |  | 2023-05-30 | Sousa Ribe | PQS E003/101 | ILR | 80.5 | 0 | 0 | 71.808 | 69.6 | 9 |  | 2029 | 0 | 0 | 0 | 0 | 1 | 1 |  |  |  | 0 | 0 | 0 | 0 | #N/A | #N/A | 71.808 | 71.808 | 71.808 | 71.808 | #N/A | #N/A | 69.6 | 69.6 | 69.6 | 69.6 | #N/A | #N/A | 1963 |  | 0
0 | INHAMBANE | SP | INHASSORO | CS Coguno | Refrigerator | PQS_refr | Vestfrost | MK 144 |  | Electricity | 2014 | Functioning well |  |  |  |  | CCE not to replace |  |  | 2023-05-30 | Sousa Ribe | PQS E003/022 | ILR | 48 | 0 | 0 | 14.736 | 138 | 9 |  | 2029 | 0 | 0 | 0 | 0 | 1 | 1 |  |  |  | 0 | 0 | 0 | 0 | #N/A | #N/A | 14.736 | 14.736 | 14.736 | 14.736 | #N/A | #N/A | 138 | 138 | 138 | 138 | #N/A | #N/A | 1964 |  | 0
0 | INHAMBANE | SP | INHASSORO | CS de Cometela | Refrigerator | PQS_refr | Vestfrost | MK 144 |  | Electricity | 2014 | Functioning well |  |  |  |  | CCE not to replace |  |  | 2023-05-30 | Sousa Ribe | PQS E003/022 | ILR | 48 | 0 | 0 | 14.736 | 138 | 9 |  | 2029 | 0 | 0 | 0 | 0 | 1 | 1 |  |  |  | 0 | 0 | 0 | 0 | #N/A | #N/A | 14.736 | 14.736 | 14.736 | 14.736 | #N/A | #N/A | 138 | 138 | 138 | 138 | #N/A | #N/A | 1965 |  | 0
0 | INHAMBANE | SP | INHASSORO | CS de Mafassane | Refrigerator | PQS_refr | Vestfrost | VLS 056 RF SDD |  | Solar | 2019 | Functioning well |  |  |  |  | CCE not to replace |  |  | 2023-05-30 | Sousa Ribe | PQS E003/092 | SDRF | 36 | 34.3 | 0 | 116.04 | 52 | 4 |  | 2034 | 0 | 0 | 0 | 0 | 0 | 0 |  |  |  | 0 | 0 | 0 | 0 | 0 | 0 | 116.04 | 116.04 | 116.04 | 116.04 | 116.04 | 580.2 | 52 | 52 | 52 | 52 | 52 | 260 | 1966 |  | 0
0 | INHAMBANE | SP | INHASSORO | CS Macovane | Refrigerator | PQS_refr | Vestfrost | VLS 054 SDD Greenline |  | Solar | 2015 | Functioning well |  |  |  |  | CCE not to replace |  |  | 2023-05-30 | Sousa Ribe | PQS E003/041 | SDR | 55.5 | 0 | 0 | 57.48 | 52 | 8 |  | 2030 | 0 | 0 | 0 | 0 | 0 | 0 |  |  |  | 0 | 0 | 0 | 0 | 0 | 0 | 57.48 | 57.48 | 57.48 | 57.48 | 57.48 | 287.4 | 52 | 52 | 52 | 52 | 52 | 260 | 1967 |  | 0
0 | INHAMBANE | SP | INHASSORO | CS Mijoot | Refrigerator | PQS_refr | Vestfrost | VLS 054 SDD Greenline |  | Solar | 2022 | Functioning well |  |  |  |  | CCE not to replace |  | CCEOP1 | 2023-05-30 | Sousa Ribe | PQS E003/041 | SDR | 55.5 | 0 | 0 | 57.48 | 52 | 1 |  | 2037 | 0 | 0 | 0 | 0 | 0 | 0 |  |  |  | 0 | 0 | 0 | 0 | 0 | 0 | 57.48 | 57.48 | 57.48 | 57.48 | 57.48 | 287.4 | 52 | 52 | 52 | 52 | 52 | 260 | 1968 |  | 0
0 | INHAMBANE | SP | INHASSORO | CS Mucumbi | Refrigerator | PQS_refr | Vestfrost | MK 304 |  | Electricity | 2014 | Functioning well |  |  |  |  | CCE not to replace |  |  | 2023-05-30 | Sousa Ribe | PQS E003/007 | ILR | 105 | 0 | 0 | 19.032 | 192 | 9 |  | 2029 | 0 | 0 | 0 | 0 | 1 | 1 |  |  |  | 0 | 0 | 0 | 0 | #N/A | #N/A | 19.032 | 19.032 | 19.032 | 19.032 | #N/A | #N/A | 192 | 192 | 192 | 192 | #N/A | #N/A | 1969 |  | 0
0 | INHAMBANE | SP | INHASSORO | CS Nhamachafo | Refrigerator | PQS_refr | Vestfrost | VLS 026 RF Green Line |  | Solar | 2014 | Functioning well |  |  |  |  | CCE not to replace |  |  | 2023-05-30 | Sousa Ribe | PQS E003/091 | SDRF | 20 | 34.3 | 0 | 109.2 | 52 | 9 |  | 2029 | 0 | 0 | 0 | 0 | 1 | 1 |  |  |  | 0 | 0 | 0 | 0 | #N/A | #N/A | 109.2 | 109.2 | 109.2 | 109.2 | #N/A | #N/A | 52 | 52 | 52 | 52 | #N/A | #N/A | 1970 |  | 0
0 | INHAMBANE | SP | INHASSORO | CS Nhapadiane | Refrigerator | PQS_refr | Vestfrost | VLS 056 RF SDD |  | Solar | 2019 | Functioning well |  |  |  |  | CCE not to replace |  |  | 2023-05-30 | Sousa Ribe | PQS E003/092 | SDRF | 36 | 34.3 | 0 | 116.04 | 52 | 4 |  | 2034 | 0 | 0 | 0 | 0 | 0 | 0 |  |  |  | 0 | 0 | 0 | 0 | 0 | 0 | 116.04 | 116.04 | 116.04 | 116.04 | 116.04 | 580.2 | 52 | 52 | 52 | 52 | 52 | 260 | 1971 |  | 0
0 | INHAMBANE | SP | INHASSORO | CS Sihane | Refrigerator | PQS_refr | B Medical Systems Sarl (Dometic) | TCW 80 AC |  | Electricity | 2014 | Functioning well |  |  |  |  | CCE not to replace |  |  | 2023-05-30 | Sousa Ribe | PQS E003/101 | ILR | 80.5 | 0 | 0 | 71.808 | 69.6 | 9 |  | 2029 | 0 | 0 | 0 | 0 | 1 | 1 |  |  |  | 0 | 0 | 0 | 0 | #N/A | #N/A | 71.808 | 71.808 | 71.808 | 71.808 | #N/A | #N/A | 69.6 | 69.6 | 69.6 | 69.6 | #N/A | #N/A | 1972 |  | 0
0 | INHAMBANE | SP | INHASSORO | Cs.Chitsecane | Refrigerator | PQS_refr | Vestfrost | VLS 054 SDD Greenline |  | Solar | 2022 | Functioning well |  |  |  |  | CCE not to replace |  | CCEOP1 | 2023-05-30 | Sousa Ribe | PQS E003/041 | SDR | 55.5 | 0 | 0 | 57.48 | 52 | 1 |  | 2037 | 0 | 0 | 0 | 0 | 0 | 0 |  |  |  | 0 | 0 | 0 | 0 | 0 | 0 | 57.48 | 57.48 | 57.48 | 57.48 | 57.48 | 287.4 | 52 | 52 | 52 | 52 | 52 | 260 | 1973 |  | 0
0 | INHAMBANE | SP | INHASSORO | Mangungumete | Refrigerator | PQS_refr | Vestfrost | MK 144 |  | Electricity | 2014 | Functioning well |  |  |  |  | CCE not to replace |  |  | 2023-05-30 | Sousa Ribe | PQS E003/022 | ILR | 48 | 0 | 0 | 14.736 | 138 | 9 |  | 2029 | 0 | 0 | 0 | 0 | 1 | 1 |  |  |  | 0 | 0 | 0 | 0 | #N/A | #N/A | 14.736 | 14.736 | 14.736 | 14.736 | #N/A | #N/A | 138 | 138 | 138 | 138 | #N/A | #N/A | 1974 |  | 0
0 | INHAMBANE | SP | INHASSORO | Nhapele | Refrigerator | PQS_refr | Vestfrost | VLS 054 SDD Greenline |  | Solar | 2022 | Functioning well |  |  |  |  | CCE not to replace |  | CCEOP1 | 2023-05-30 | Sousa Ribe | PQS E003/041 | SDR | 55.5 | 0 | 0 | 57.48 | 52 | 1 |  | 2037 | 0 | 0 | 0 | 0 | 0 | 0 |  |  |  | 0 | 0 | 0 | 0 | 0 | 0 | 57.48 | 57.48 | 57.48 | 57.48 | 57.48 | 287.4 | 52 | 52 | 52 | 52 | 52 | 260 | 1975 |  | 0
0 | INHAMBANE | SP | INHASSORO | Nhapele | Refrigerator | PQS_refr | Vestfrost | MK 144 |  | Electricity | 2014 | Functioning well |  |  |  |  | CCE not to replace |  |  | 2023-05-30 | Sousa Ribe | PQS E003/022 | ILR | 48 | 0 | 0 | 14.736 | 138 | 9 |  | 2029 | 0 | 0 | 0 | 0 | 1 | 1 |  |  |  | 0 | 0 | 0 | 0 | #N/A | #N/A | 14.736 | 14.736 | 14.736 | 14.736 | #N/A | #N/A | 138 | 138 | 138 | 138 | #N/A | #N/A | 1976 |  | 0
0 | INHAMBANE | LD | VILANCULOS | Depósito D. VILANCULOS "Intermediário" | Refrigerator | PQS_refr | B Medical Systems Sarl (Dometic) | TCW 80 AC |  | Electricity | 2022 | Functioning well |  |  |  |  | CCE not to replace |  | CCEOP1 | 2023-05-30 | Sousa Ribe | PQS E003/101 | ILR | 80.5 | 0 | 0 | 71.808 | 69.6 | 1 |  | 2037 | 0 | 0 | 0 | 0 | 0 | 0 |  |  |  | 0 | 0 | 0 | 0 | 0 | 0 | 71.808 | 71.808 | 71.808 | 71.808 | 71.808 | 359.04 | 69.6 | 69.6 | 69.6 | 69.6 | 69.6 | 348 | 1977 |  | 0
0 | INHAMBANE | LD | VILANCULOS | Depósito D. VILANCULOS "Intermediário" | WICR | WICFR | Huurre | WICR-30m3 |  | Electricity | 2018 | Functioning well |  |  |  |  | CCE not to replace |  |  | 2023-05-30 | Sousa Ribe | WICFR | WICR-30 | 7692.3077 | 0 | 0 | 535.5 | 2956.8 | 5 |  | 2033 | 0 | 0 | 0 | 0 | 0 | 0 |  |  |  | 0 | 0 | 0 | 0 | 0 | 0 | 535.5 | 535.5 | 535.5 | 535.5 | 535.5 | 2677.5 | 2956.8 | 2956.8 | 2956.8 | 2956.8 | 2956.8 | 14784 | 1978 |  | 0
0 | INHAMBANE | LD | VILANCULOS | Depósito D. VILANCULOS "Intermediário" | Refrigerator | PQS_refr | Vestfrost | VLS 056 RF SDD |  | Solar | 2019 | Functioning well |  |  |  |  | CCE not to replace |  |  | 2023-05-30 | Sousa Ribe | PQS E003/092 | SDRF | 36 | 34.3 | 0 | 116.04 | 52 | 4 |  | 2034 | 0 | 0 | 0 | 0 | 0 | 0 |  |  |  | 0 | 0 | 0 | 0 | 0 | 0 | 116.04 | 116.04 | 116.04 | 116.04 | 116.04 | 580.2 | 52 | 52 | 52 | 52 | 52 | 260 | 1979 |  | 0
0 | INHAMBANE | LD | VILANCULOS | Depósito D. VILANCULOS "Intermediário" | Refrigerator | PQS_refr | Vestfrost | VLS 054 SDD Greenline |  | Solar | 2022 | Functioning well |  |  |  |  | CCE not to replace |  | CCEOP1 | 2023-05-30 | Sousa Ribe | PQS E003/041 | SDR | 55.5 | 0 | 0 | 57.48 | 52 | 1 |  | 2037 | 0 | 0 | 0 | 0 | 0 | 0 |  |  |  | 0 | 0 | 0 | 0 | 0 | 0 | 57.48 | 57.48 | 57.48 | 57.48 | 57.48 | 287.4 | 52 | 52 | 52 | 52 | 52 | 260 | 1980 |  | 0
0 | INHAMBANE | LD | VILANCULOS | Depósito D. VILANCULOS "Intermediário" | Refrigerator | PQS_refr | Vestfrost | VLS 054 SDD Greenline |  | Solar | 2022 | Functioning well |  |  |  |  | CCE not to replace |  | CCEOP1 | 2023-05-30 | Sousa Ribe | PQS E003/041 | SDR | 55.5 | 0 | 0 | 57.48 | 52 | 1 |  | 2037 | 0 | 0 | 0 | 0 | 0 | 0 |  |  |  | 0 | 0 | 0 | 0 | 0 | 0 | 57.48 | 57.48 | 57.48 | 57.48 | 57.48 | 287.4 | 52 | 52 | 52 | 52 | 52 | 260 | 1981 |  | 0
0 | INHAMBANE | SP | VILANCULOS | CS Belane | Refrigerator | PQS_refr | Vestfrost | VLS 026 RF Green Line |  | Solar | 2014 | Functioning well |  |  |  |  | CCE not to replace |  |  | 2023-05-30 | Sousa Ribe | PQS E003/091 | SDRF | 20 | 34.3 | 0 | 109.2 | 52 | 9 |  | 2029 | 0 | 0 | 0 | 0 | 1 | 1 |  |  |  | 0 | 0 | 0 | 0 | #N/A | #N/A | 109.2 | 109.2 | 109.2 | 109.2 | #N/A | #N/A | 52 | 52 | 52 | 52 | #N/A | #N/A | 1982 |  | 0
0 | INHAMBANE | SP | VILANCULOS | CS Belane | Refrigerator | PQS_refr | B Medical Systems Sarl (Dometic) | TCW 80 AC |  | Electricity | 2014 | Functioning well |  |  |  |  | CCE not to replace |  |  | 2023-05-30 | Sousa Ribe | PQS E003/101 | ILR | 80.5 | 0 | 0 | 71.808 | 69.6 | 9 |  | 2029 | 0 | 0 | 0 | 0 | 1 | 1 |  |  |  | 0 | 0 | 0 | 0 | #N/A | #N/A | 71.808 | 71.808 | 71.808 | 71.808 | #N/A | #N/A | 69.6 | 69.6 | 69.6 | 69.6 | #N/A | #N/A | 1983 |  | 0
0 | INHAMBANE | SP | VILANCULOS | CS Chibuene | Refrigerator | PQS_refr | Vestfrost | VLS 056 RF SDD |  | Solar | 2019 | Functioning well |  |  |  |  | CCE not to replace |  |  | 2023-05-30 | Sousa Ribe | PQS E003/092 | SDRF | 36 | 34.3 | 0 | 116.04 | 52 | 4 |  | 2034 | 0 | 0 | 0 | 0 | 0 | 0 |  |  |  | 0 | 0 | 0 | 0 | 0 | 0 | 116.04 | 116.04 | 116.04 | 116.04 | 116.04 | 580.2 | 52 | 52 | 52 | 52 | 52 | 260 | 1984 |  | 0
0 | INHAMBANE | SP | VILANCULOS | CS Chibuene | Refrigerator | PQS_refr | Vestfrost | VLS 054 SDD Greenline |  | Solar | 2022 | Functioning well |  |  |  |  | CCE not to replace |  | CCEOP1 | 2023-05-30 | Sousa Ribe | PQS E003/041 | SDR | 55.5 | 0 | 0 | 57.48 | 52 | 1 |  | 2037 | 0 | 0 | 0 | 0 | 0 | 0 |  |  |  | 0 | 0 | 0 | 0 | 0 | 0 | 57.48 | 57.48 | 57.48 | 57.48 | 57.48 | 287.4 | 52 | 52 | 52 | 52 | 52 | 260 | 1985 |  | 0
0 | INHAMBANE | SP | VILANCULOS | CS de Macunhe | Refrigerator | PQS_refr | B Medical Systems Sarl (Dometic) | TCW 2000 DC |  | Solar | 2008 | Functioning well |  |  |  |  | CCE not to replace |  |  | 2023-05-30 | Sousa Ribe | PQS E003/001 | SBRF | 76 | 30 | 0 | 66.48 | 104 | 15 |  | 2023 | 1 | 0 | 0 | 0 | 0 | 1 |  |  |  | #N/A | 0 | 0 | 0 | 0 | #N/A | #N/A | #N/A | #N/A | #N/A | #N/A | #N/A | #N/A | #N/A | #N/A | #N/A | #N/A | #N/A | 1986 |  | 0
0 | INHAMBANE | SP | VILANCULOS | CS Machanissa | Refrigerator | PQS_refr | B Medical Systems Sarl (Dometic) | TCW 80 AC |  | Electricity | 2014 | Functioning well |  |  |  |  | CCE not to replace |  |  | 2023-05-30 | Sousa Ribe | PQS E003/101 | ILR | 80.5 | 0 | 0 | 71.808 | 69.6 | 9 |  | 2029 | 0 | 0 | 0 | 0 | 1 | 1 |  |  |  | 0 | 0 | 0 | 0 | #N/A | #N/A | 71.808 | 71.808 | 71.808 | 71.808 | #N/A | #N/A | 69.6 | 69.6 | 69.6 | 69.6 | #N/A | #N/A | 1987 |  | 0
0 | INHAMBANE | SP | VILANCULOS | CS Mapinhane | Refrigerator | PQS_refr | B Medical Systems Sarl (Dometic) | TCW 80 AC |  | Electricity | 2014 | Functioning well |  |  |  |  | CCE not to replace |  |  | 2023-05-30 | Sousa Ribe | PQS E003/101 | ILR | 80.5 | 0 | 0 | 71.808 | 69.6 | 9 |  | 2029 | 0 | 0 | 0 | 0 | 1 | 1 |  |  |  | 0 | 0 | 0 | 0 | #N/A | #N/A | 71.808 | 71.808 | 71.808 | 71.808 | #N/A | #N/A | 69.6 | 69.6 | 69.6 | 69.6 | #N/A | #N/A | 1988 |  | 0
0 | INHAMBANE | SP | VILANCULOS | CS Pambarra | Refrigerator | PQS_refr | Vestfrost | MK 144 |  | Electricity | 2014 | Not functional, for breakage |  |  |  |  | CCE to remove & replace | BER |  | 2023-05-30 | Sousa Ribe | PQS E003/022 | ILR | 48 | 0 | 0 | 14.736 | 138 | 9 | 2023 | 2023 | 1 | 0 | 0 | 0 | 0 | 1 |  |  |  | #N/A | 0 | 0 | 0 | 0 | #N/A | #N/A | #N/A | #N/A | #N/A | #N/A | #N/A | #N/A | #N/A | #N/A | #N/A | #N/A | #N/A | 1989 |  | 0
0 | INHAMBANE | SP | VILANCULOS | CS Quewene | Refrigerator | PQS_refr | Vestfrost | VLS 054 SDD Greenline |  | Solar | 2022 | Functioning well |  |  |  |  | CCE not to replace |  | CCEOP1 | 2023-05-30 | Sousa Ribe | PQS E003/041 | SDR | 55.5 | 0 | 0 | 57.48 | 52 | 1 |  | 2037 | 0 | 0 | 0 | 0 | 0 | 0 |  |  |  | 0 | 0 | 0 | 0 | 0 | 0 | 57.48 | 57.48 | 57.48 | 57.48 | 57.48 | 287.4 | 52 | 52 | 52 | 52 | 52 | 260 | 1990 |  | 0
0 | INHAMBANE | SP | VILANCULOS | Sede CS Vilanculos | Refrigerator | PQS_refr | Vestfrost | VLS 056 RF SDD |  | Solar | 2022 | Functioning well |  |  |  |  | CCE not to replace |  | CCEOP1 | 2023-05-30 | Sousa Ribe | PQS E003/092 | SDRF | 36 | 34.3 | 0 | 116.04 | 52 | 1 |  | 2037 | 0 | 0 | 0 | 0 | 0 | 0 |  |  |  | 0 | 0 | 0 | 0 | 0 | 0 | 116.04 | 116.04 | 116.04 | 116.04 | 116.04 | 580.2 | 52 | 52 | 52 | 52 | 52 | 260 | 1991 |  | 0
0 | INHAMBANE | SP | VILANCULOS | Sede CS Vilanculos | Refrigerator | PQS_refr | Vestfrost | VLS 054 SDD Greenline |  | Solar | 2022 | Functioning well |  |  |  |  | CCE not to replace |  | CCEOP1 | 2023-05-30 | Sousa Ribe | PQS E003/041 | SDR | 55.5 | 0 | 0 | 57.48 | 52 | 1 |  | 2037 | 0 | 0 | 0 | 0 | 0 | 0 |  |  |  | 0 | 0 | 0 | 0 | 0 | 0 | 57.48 | 57.48 | 57.48 | 57.48 | 57.48 | 287.4 | 52 | 52 | 52 | 52 | 52 | 260 | 1992 |  | 0
0 | INHAMBANE | SP | VILANCULOS | Sede CS Vilanculos | Refrigerator | PQS_refr | B Medical Systems Sarl (Dometic) | TCW 80 AC |  | Electricity | 2014 | Functioning well |  |  |  |  | CCE not to replace |  |  | 2023-05-30 | Sousa Ribe | PQS E003/101 | ILR | 80.5 | 0 | 0 | 71.808 | 69.6 | 9 |  | 2029 | 0 | 0 | 0 | 0 | 1 | 1 |  |  |  | 0 | 0 | 0 | 0 | #N/A | #N/A | 71.808 | 71.808 | 71.808 | 71.808 | #N/A | #N/A | 69.6 | 69.6 | 69.6 | 69.6 | #N/A | #N/A | 1993 |  | 0
0 | INHAMBANE | SP | VILANCULOS | Sede CS Vilanculos | Refrigerator | PQS_refr | Vestfrost | VLS 056 RF SDD |  | Solar | 2022 | Functioning well |  |  |  |  | CCE not to replace |  | CCEOP1 | 2023-05-30 | Sousa Ribe | PQS E003/092 | SDRF | 36 | 34.3 | 0 | 116.04 | 52 | 1 |  | 2037 | 0 | 0 | 0 | 0 | 0 | 0 |  |  |  | 0 | 0 | 0 | 0 | 0 | 0 | 116.04 | 116.04 | 116.04 | 116.04 | 116.04 | 580.2 | 52 | 52 | 52 | 52 | 52 | 260 | 1994 |  | 0
0 | INHAMBANE | LD | MABOTE | Depósito D. MABOTE | Refrigerator | PIS_refr | Sibir | V 110 GE |  | Gas | 2008 | Not functional, for breakage |  |  |  |  | CCE to remove & replace | Non-PQS and >15 years old |  | 2023-05-30 | Sousa Ribe | PIS E3/86-M | ARF | 17 | 15 | 0 | 14.22 | 0 | 15 | 2023 | 2023 | 1 | 0 | 0 | 0 | 0 | 1 |  |  |  | #N/A | 0 | 0 | 0 | 0 | #N/A | #N/A | #N/A | #N/A | #N/A | #N/A | #N/A | #N/A | #N/A | #N/A | #N/A | #N/A | #N/A | 1995 |  | 447
0 | INHAMBANE | LD | MABOTE | Depósito D. MABOTE | Refrigerator | PQS_refr | Vestfrost | VLS 054 SDD Greenline |  | Solar | 2022 | Functioning well |  |  |  |  | CCE not to replace |  | CCEOP1 | 2023-05-30 | Sousa Ribe | PQS E003/041 | SDR | 55.5 | 0 | 0 | 57.48 | 52 | 1 |  | 2037 | 0 | 0 | 0 | 0 | 0 | 0 |  |  |  | 0 | 0 | 0 | 0 | 0 | 0 | 57.48 | 57.48 | 57.48 | 57.48 | 57.48 | 287.4 | 52 | 52 | 52 | 52 | 52 | 260 | 1996 |  | 0
0 | INHAMBANE | LD | MABOTE | Depósito D. MABOTE | Refrigerator | PQS_refr | Vestfrost | VLS 054 SDD Greenline |  | Solar | 2022 | Functioning well |  |  |  |  | CCE not to replace |  | CCEOP1 | 2023-05-30 | Sousa Ribe | PQS E003/041 | SDR | 55.5 | 0 | 0 | 57.48 | 52 | 1 |  | 2037 | 0 | 0 | 0 | 0 | 0 | 0 |  |  |  | 0 | 0 | 0 | 0 | 0 | 0 | 57.48 | 57.48 | 57.48 | 57.48 | 57.48 | 287.4 | 52 | 52 | 52 | 52 | 52 | 260 | 1997 |  | 0
0 | INHAMBANE | SP | MABOTE | Mussengue | Refrigerator | PQS_refr | Vestfrost | VLS 056 RF SDD |  | Solar | 2022 | Functioning well |  |  |  |  | CCE not to replace |  | CCEOP1 | 2023-05-30 | Sousa Ribe | PQS E003/092 | SDRF | 36 | 34.3 | 0 | 116.04 | 52 | 1 |  | 2037 | 0 | 0 | 0 | 0 | 0 | 0 |  |  |  | 0 | 0 | 0 | 0 | 0 | 0 | 116.04 | 116.04 | 116.04 | 116.04 | 116.04 | 580.2 | 52 | 52 | 52 | 52 | 52 | 260 | 1998 |  | 0
0 | INHAMBANE | SP | MABOTE | Mussengue | Refrigerator | PQS_refr | Vestfrost | VLS 054 SDD Greenline |  | Solar | 2022 | Functioning well |  |  |  |  | CCE not to replace |  | CCEOP1 | 2023-05-30 | Sousa Ribe | PQS E003/041 | SDR | 55.5 | 0 | 0 | 57.48 | 52 | 1 |  | 2037 | 0 | 0 | 0 | 0 | 0 | 0 |  |  |  | 0 | 0 | 0 | 0 | 0 | 0 | 57.48 | 57.48 | 57.48 | 57.48 | 57.48 | 287.4 | 52 | 52 | 52 | 52 | 52 | 260 | 1999 |  | 0
0 | INHAMBANE | SP | MABOTE | Papatane | Refrigerator | PQS_refr | B Medical Systems Sarl (Dometic) | TCW 80 AC |  | Electricity | 2014 | Functioning well |  |  |  |  | CCE not to replace |  |  | 2023-05-30 | Sousa Ribe | PQS E003/101 | ILR | 80.5 | 0 | 0 | 71.808 | 69.6 | 9 |  | 2029 | 0 | 0 | 0 | 0 | 1 | 1 |  |  |  | 0 | 0 | 0 | 0 | #N/A | #N/A | 71.808 | 71.808 | 71.808 | 71.808 | #N/A | #N/A | 69.6 | 69.6 | 69.6 | 69.6 | #N/A | #N/A | 2000 |  | 0
0 | INHAMBANE | SP | MABOTE | Sede | Refrigerator | PQS_refr | Vestfrost | VLS 056 RF SDD |  | Solar | 2022 | Functioning well |  |  |  |  | CCE not to replace |  | CCEOP1 | 2023-05-30 | Sousa Ribe | PQS E003/092 | SDRF | 36 | 34.3 | 0 | 116.04 | 52 | 1 |  | 2037 | 0 | 0 | 0 | 0 | 0 | 0 |  |  |  | 0 | 0 | 0 | 0 | 0 | 0 | 116.04 | 116.04 | 116.04 | 116.04 | 116.04 | 580.2 | 52 | 52 | 52 | 52 | 52 | 260 | 2001 |  | 0
0 | INHAMBANE | SP | MABOTE | Tanguane | Refrigerator | PQS_refr | Vestfrost | VLS 054 SDD Greenline |  | Solar | 2022 | Functioning well |  |  |  |  | CCE not to replace |  | CCEOP1 | 2023-05-30 | Sousa Ribe | PQS E003/041 | SDR | 55.5 | 0 | 0 | 57.48 | 52 | 1 |  | 2037 | 0 | 0 | 0 | 0 | 0 | 0 |  |  |  | 0 | 0 | 0 | 0 | 0 | 0 | 57.48 | 57.48 | 57.48 | 57.48 | 57.48 | 287.4 | 52 | 52 | 52 | 52 | 52 | 260 | 2002 |  | 0
0 | INHAMBANE | SP | MABOTE | Zimane | Refrigerator | PQS_refr | B Medical Systems Sarl (Dometic) | TCW 80 AC |  | Electricity | 2017 | Not functional, for breakage |  |  |  |  | CCE to remove & replace | Damaged by cyclone |  | 2023-05-30 | Sousa Ribe | PQS E003/101 | ILR | 80.5 | 0 | 0 | 71.808 | 69.6 | 6 | 2023 | 2023 | 1 | 0 | 0 | 0 | 0 | 1 |  |  |  | #N/A | 0 | 0 | 0 | 0 | #N/A | #N/A | #N/A | #N/A | #N/A | #N/A | #N/A | #N/A | #N/A | #N/A | #N/A | #N/A | #N/A | 2003 |  | 0
0 | INHAMBANE | LD | FUNHALOURO | Depósito D. FUNHALOURO | Refrigerator | PQS_refr | Vestfrost | VLS 054 SDD Greenline |  | Solar | 2022 | Functioning well |  |  |  |  | CCE not to replace |  | CCEOP1 | 2023-05-30 | Sousa Ribe | PQS E003/041 | SDR | 55.5 | 0 | 0 | 57.48 | 52 | 1 |  | 2037 | 0 | 0 | 0 | 0 | 0 | 0 |  |  |  | 0 | 0 | 0 | 0 | 0 | 0 | 57.48 | 57.48 | 57.48 | 57.48 | 57.48 | 287.4 | 52 | 52 | 52 | 52 | 52 | 260 | 2004 |  | 0
0 | INHAMBANE | SP | FUNHALOURO | CS Manhiça | Refrigerator | PQS_refr | Vestfrost | VLS 056 RF SDD |  | Solar | 2015 | Functioning well |  |  |  |  | CCE not to replace |  |  | 2023-05-30 | Sousa Ribe | PQS E003/092 | SDRF | 36 | 34.3 | 0 | 116.04 | 52 | 8 |  | 2030 | 0 | 0 | 0 | 0 | 0 | 0 |  |  |  | 0 | 0 | 0 | 0 | 0 | 0 | 116.04 | 116.04 | 116.04 | 116.04 | 116.04 | 580.2 | 52 | 52 | 52 | 52 | 52 | 260 | 2005 |  | 0
0 | INHAMBANE | SP | FUNHALOURO | CS Mavume | Refrigerator | PQS_refr | Vestfrost | VLS 056 RF SDD |  | Solar | 2019 | Functioning well |  |  |  |  | CCE not to replace |  |  | 2023-05-30 | Sousa Ribe | PQS E003/092 | SDRF | 36 | 34.3 | 0 | 116.04 | 52 | 4 |  | 2034 | 0 | 0 | 0 | 0 | 0 | 0 |  |  |  | 0 | 0 | 0 | 0 | 0 | 0 | 116.04 | 116.04 | 116.04 | 116.04 | 116.04 | 580.2 | 52 | 52 | 52 | 52 | 52 | 260 | 2006 |  | 0
0 | INHAMBANE | SP | FUNHALOURO | CSTome | Refrigerator | PQS_refr | Vestfrost | MK 144 |  | Electricity | 2014 | Functioning well |  |  |  |  | CCE not to replace |  |  | 2023-05-30 | Sousa Ribe | PQS E003/022 | ILR | 48 | 0 | 0 | 14.736 | 138 | 9 |  | 2029 | 0 | 0 | 0 | 0 | 1 | 1 |  |  |  | 0 | 0 | 0 | 0 | #N/A | #N/A | 14.736 | 14.736 | 14.736 | 14.736 | #N/A | #N/A | 138 | 138 | 138 | 138 | #N/A | #N/A | 2007 |  | 0
0 | INHAMBANE | SP | FUNHALOURO | Sede CS -Funhalouro | Refrigerator | PQS_refr | Vestfrost | MK 144 |  | Electricity | 2014 | Functioning well |  |  |  |  | CCE not to replace |  |  | 2023-05-30 | Sousa Ribe | PQS E003/022 | ILR | 48 | 0 | 0 | 14.736 | 138 | 9 |  | 2029 | 0 | 0 | 0 | 0 | 1 | 1 |  |  |  | 0 | 0 | 0 | 0 | #N/A | #N/A | 14.736 | 14.736 | 14.736 | 14.736 | #N/A | #N/A | 138 | 138 | 138 | 138 | #N/A | #N/A | 2008 |  | 0
0 | INHAMBANE | SP | FUNHALOURO | Tsenane | Refrigerator | PQS_refr | B Medical Systems Sarl (Dometic) | TCW 80 AC |  | Electricity | 2022 | Functioning well |  |  |  |  | CCE not to replace |  | CCEOP1 | 2023-05-30 | Sousa Ribe | PQS E003/101 | ILR | 80.5 | 0 | 0 | 71.808 | 69.6 | 1 |  | 2037 | 0 | 0 | 0 | 0 | 0 | 0 |  |  |  | 0 | 0 | 0 | 0 | 0 | 0 | 71.808 | 71.808 | 71.808 | 71.808 | 71.808 | 359.04 | 69.6 | 69.6 | 69.6 | 69.6 | 69.6 | 348 | 2009 |  | 0
0 | INHAMBANE | LD | MASSINGA | Depósito D. MASSINGA | Refrigerator | PQS_refr | Vestfrost | VLS 056 RF SDD |  | Solar | 2022 | Functioning well |  |  |  |  | CCE not to replace |  | CCEOP1 | 2023-05-30 | Sousa Ribe | PQS E003/092 | SDRF | 36 | 34.3 | 0 | 116.04 | 52 | 1 |  | 2037 | 0 | 0 | 0 | 0 | 0 | 0 |  |  |  | 0 | 0 | 0 | 0 | 0 | 0 | 116.04 | 116.04 | 116.04 | 116.04 | 116.04 | 580.2 | 52 | 52 | 52 | 52 | 52 | 260 | 2010 |  | 0
0 | INHAMBANE | LD | MASSINGA | Depósito D. MASSINGA | Refrigerator | PQS_refr | Vestfrost | VLS 054 SDD Greenline |  | Solar | 2022 | Functioning well |  |  |  |  | CCE not to replace |  | CCEOP1 | 2023-05-30 | Sousa Ribe | PQS E003/041 | SDR | 55.5 | 0 | 0 | 57.48 | 52 | 1 |  | 2037 | 0 | 0 | 0 | 0 | 0 | 0 |  |  |  | 0 | 0 | 0 | 0 | 0 | 0 | 57.48 | 57.48 | 57.48 | 57.48 | 57.48 | 287.4 | 52 | 52 | 52 | 52 | 52 | 260 | 2011 |  | 0
0 | INHAMBANE | SP | MASSINGA | CS Cangela | Refrigerator | PQS_refr | Vestfrost | VLS 056 RF SDD |  | Solar | 2019 | Functioning well |  |  |  |  | CCE not to replace |  |  | 2023-05-30 | Sousa Ribe | PQS E003/092 | SDRF | 36 | 34.3 | 0 | 116.04 | 52 | 4 |  | 2034 | 0 | 0 | 0 | 0 | 0 | 0 |  |  |  | 0 | 0 | 0 | 0 | 0 | 0 | 116.04 | 116.04 | 116.04 | 116.04 | 116.04 | 580.2 | 52 | 52 | 52 | 52 | 52 | 260 | 2012 |  | 0
0 | INHAMBANE | SP | MASSINGA | CS Cangela | Refrigerator | PQS_refr | Vestfrost | VLS 054 SDD Greenline |  | Solar | 2022 | Functioning well |  |  |  |  | CCE not to replace |  | CCEOP1 | 2023-05-30 | Sousa Ribe | PQS E003/041 | SDR | 55.5 | 0 | 0 | 57.48 | 52 | 1 |  | 2037 | 0 | 0 | 0 | 0 | 0 | 0 |  |  |  | 0 | 0 | 0 | 0 | 0 | 0 | 57.48 | 57.48 | 57.48 | 57.48 | 57.48 | 287.4 | 52 | 52 | 52 | 52 | 52 | 260 | 2013 |  | 0
0 | INHAMBANE | SP | MASSINGA | CS Chituane | Refrigerator | PQS_refr | B Medical Systems Sarl (Dometic) | TCW 80 AC |  | Electricity | 2022 | Functioning well |  |  |  |  | CCE not to replace |  | CCEOP1 | 2023-05-30 | Sousa Ribe | PQS E003/101 | ILR | 80.5 | 0 | 0 | 71.808 | 69.6 | 1 |  | 2037 | 0 | 0 | 0 | 0 | 0 | 0 |  |  |  | 0 | 0 | 0 | 0 | 0 | 0 | 71.808 | 71.808 | 71.808 | 71.808 | 71.808 | 359.04 | 69.6 | 69.6 | 69.6 | 69.6 | 69.6 | 348 | 2014 |  | 0
0 | INHAMBANE | SP | MASSINGA | CS Inhaloi | Refrigerator | PQS_refr | Vestfrost | VLS 056 RF SDD |  | Solar | 2019 | Functioning well |  |  |  |  | CCE not to replace |  |  | 2023-05-30 | Sousa Ribe | PQS E003/092 | SDRF | 36 | 34.3 | 0 | 116.04 | 52 | 4 |  | 2034 | 0 | 0 | 0 | 0 | 0 | 0 |  |  |  | 0 | 0 | 0 | 0 | 0 | 0 | 116.04 | 116.04 | 116.04 | 116.04 | 116.04 | 580.2 | 52 | 52 | 52 | 52 | 52 | 260 | 2015 |  | 0
0 | INHAMBANE | SP | MASSINGA | CS Mangonha | Refrigerator | PQS_refr | B Medical Systems Sarl (Dometic) | TCW 80 AC |  | Electricity | 2022 | Functioning well |  |  |  |  | CCE not to replace |  | CCEOP1 | 2023-05-30 | Sousa Ribe | PQS E003/101 | ILR | 80.5 | 0 | 0 | 71.808 | 69.6 | 1 |  | 2037 | 0 | 0 | 0 | 0 | 0 | 0 |  |  |  | 0 | 0 | 0 | 0 | 0 | 0 | 71.808 | 71.808 | 71.808 | 71.808 | 71.808 | 359.04 | 69.6 | 69.6 | 69.6 | 69.6 | 69.6 | 348 | 2016 |  | 0
0 | INHAMBANE | SP | MASSINGA | CS Murrie | Refrigerator | PQS_refr | B Medical Systems Sarl (Dometic) | TCW 80 AC |  | Electricity | 2022 | Functioning well |  |  |  |  | CCE not to replace |  | CCEOP1 | 2023-05-30 | Sousa Ribe | PQS E003/101 | ILR | 80.5 | 0 | 0 | 71.808 | 69.6 | 1 |  | 2037 | 0 | 0 | 0 | 0 | 0 | 0 |  |  |  | 0 | 0 | 0 | 0 | 0 | 0 | 71.808 | 71.808 | 71.808 | 71.808 | 71.808 | 359.04 | 69.6 | 69.6 | 69.6 | 69.6 | 69.6 | 348 | 2017 |  | 0
0 | INHAMBANE | SP | MASSINGA | CS Muvamba | Refrigerator | PQS_refr | Vestfrost | VLS 054 SDD Greenline |  | Solar | 2019 | Functioning well |  |  |  |  | CCE not to replace |  |  | 2023-05-30 | Sousa Ribe | PQS E003/041 | SDR | 55.5 | 0 | 0 | 57.48 | 52 | 4 |  | 2034 | 0 | 0 | 0 | 0 | 0 | 0 |  |  |  | 0 | 0 | 0 | 0 | 0 | 0 | 57.48 | 57.48 | 57.48 | 57.48 | 57.48 | 287.4 | 52 | 52 | 52 | 52 | 52 | 260 | 2018 |  | 0
0 | INHAMBANE | SP | MASSINGA | CS Muxungo | Refrigerator | PQS_refr | Vestfrost | VLS 026 RF Green Line |  | Solar | 2014 | Functioning well |  |  |  |  | CCE not to replace |  |  | 2023-05-30 | Sousa Ribe | PQS E003/091 | SDRF | 20 | 34.3 | 0 | 109.2 | 52 | 9 |  | 2029 | 0 | 0 | 0 | 0 | 1 | 1 |  |  |  | 0 | 0 | 0 | 0 | #N/A | #N/A | 109.2 | 109.2 | 109.2 | 109.2 | #N/A | #N/A | 52 | 52 | 52 | 52 | #N/A | #N/A | 2019 |  | 0
0 | INHAMBANE | SP | MASSINGA | CSChicomo | Refrigerator | PQS_refr | Vestfrost | VLS 054 SDD Greenline |  | Solar | 2022 | Functioning well |  |  |  |  | CCE not to replace |  | CCEOP1 | 2023-05-30 | Sousa Ribe | PQS E003/041 | SDR | 55.5 | 0 | 0 | 57.48 | 52 | 1 |  | 2037 | 0 | 0 | 0 | 0 | 0 | 0 |  |  |  | 0 | 0 | 0 | 0 | 0 | 0 | 57.48 | 57.48 | 57.48 | 57.48 | 57.48 | 287.4 | 52 | 52 | 52 | 52 | 52 | 260 | 2020 |  | 0
0 | INHAMBANE | SP | MASSINGA | Nhachengue | Refrigerator | PQS_refr | B Medical Systems Sarl (Dometic) | TCW 80 AC |  | Electricity | 2022 | Functioning well |  |  |  |  | CCE not to replace |  | CCEOP1 | 2023-05-30 | Sousa Ribe | PQS E003/101 | ILR | 80.5 | 0 | 0 | 71.808 | 69.6 | 1 |  | 2037 | 0 | 0 | 0 | 0 | 0 | 0 |  |  |  | 0 | 0 | 0 | 0 | 0 | 0 | 71.808 | 71.808 | 71.808 | 71.808 | 71.808 | 359.04 | 69.6 | 69.6 | 69.6 | 69.6 | 69.6 | 348 | 2021 |  | 0
0 | INHAMBANE | SP | MASSINGA | Rio das Pedras | Refrigerator | PQS_refr | Vestfrost | MK 304 |  | Electricity | 2014 | Functioning well |  |  |  |  | CCE not to replace |  |  | 2023-05-30 | Sousa Ribe | PQS E003/007 | ILR | 105 | 0 | 0 | 19.032 | 192 | 9 |  | 2029 | 0 | 0 | 0 | 0 | 1 | 1 |  |  |  | 0 | 0 | 0 | 0 | #N/A | #N/A | 19.032 | 19.032 | 19.032 | 19.032 | #N/A | #N/A | 192 | 192 | 192 | 192 | #N/A | #N/A | 2022 |  | 0
0 | INHAMBANE | SP | MASSINGA | Sede - Hospital Distrital | Refrigerator | PQS_refr | Vestfrost | VLS 056 RF SDD |  | Solar | 2022 | Functioning well |  |  |  |  | CCE not to replace |  | CCEOP1 | 2023-05-30 | Sousa Ribe | PQS E003/092 | SDRF | 36 | 34.3 | 0 | 116.04 | 52 | 1 |  | 2037 | 0 | 0 | 0 | 0 | 0 | 0 |  |  |  | 0 | 0 | 0 | 0 | 0 | 0 | 116.04 | 116.04 | 116.04 | 116.04 | 116.04 | 580.2 | 52 | 52 | 52 | 52 | 52 | 260 | 2023 |  | 0
0 | INHAMBANE | LD | MORRUMBENE | Depósito D. MORRUMBENE | Refrigerator | PQS_refr | Vestfrost | VLS 054 SDD Greenline |  | Solar | 2022 | Functioning well |  |  |  |  | CCE not to replace |  | CCEOP1 | 2023-05-30 | Sousa Ribe | PQS E003/041 | SDR | 55.5 | 0 | 0 | 57.48 | 52 | 1 |  | 2037 | 0 | 0 | 0 | 0 | 0 | 0 |  |  |  | 0 | 0 | 0 | 0 | 0 | 0 | 57.48 | 57.48 | 57.48 | 57.48 | 57.48 | 287.4 | 52 | 52 | 52 | 52 | 52 | 260 | 2024 |  | 0
0 | INHAMBANE | LD | MORRUMBENE | Depósito D. MORRUMBENE | Refrigerator | PQS_refr | Vestfrost | VLS 056 RF SDD |  | Solar | 2022 | Functioning well |  |  |  |  | CCE not to replace |  | CCEOP1 | 2023-05-30 | Sousa Ribe | PQS E003/092 | SDRF | 36 | 34.3 | 0 | 116.04 | 52 | 1 |  | 2037 | 0 | 0 | 0 | 0 | 0 | 0 |  |  |  | 0 | 0 | 0 | 0 | 0 | 0 | 116.04 | 116.04 | 116.04 | 116.04 | 116.04 | 580.2 | 52 | 52 | 52 | 52 | 52 | 260 | 2025 |  | 0
0 | INHAMBANE | SP | MORRUMBENE | CS Barrane | Refrigerator | PQS_refr | Vestfrost | VLS 054 SDD Greenline |  | Solar | 2019 | Functioning well |  |  |  |  | CCE not to replace |  |  | 2023-05-30 | Sousa Ribe | PQS E003/041 | SDR | 55.5 | 0 | 0 | 57.48 | 52 | 4 |  | 2034 | 0 | 0 | 0 | 0 | 0 | 0 |  |  |  | 0 | 0 | 0 | 0 | 0 | 0 | 57.48 | 57.48 | 57.48 | 57.48 | 57.48 | 287.4 | 52 | 52 | 52 | 52 | 52 | 260 | 2026 |  | 0
0 | INHAMBANE | SP | MORRUMBENE | CS Barrane | Refrigerator | PQS_refr | Vestfrost | MK 144 |  | Electricity | 2014 | Functioning well |  |  |  |  | CCE not to replace |  |  | 2023-05-30 | Sousa Ribe | PQS E003/022 | ILR | 48 | 0 | 0 | 14.736 | 138 | 9 |  | 2029 | 0 | 0 | 0 | 0 | 1 | 1 |  |  |  | 0 | 0 | 0 | 0 | #N/A | #N/A | 14.736 | 14.736 | 14.736 | 14.736 | #N/A | #N/A | 138 | 138 | 138 | 138 | #N/A | #N/A | 2027 |  | 0
0 | INHAMBANE | SP | MORRUMBENE | CS Gotite | Refrigerator | PQS_refr | Vestfrost | VLS 054 SDD Greenline |  | Solar | 2015 | Functioning well |  |  |  |  | CCE not to replace |  |  | 2023-05-30 | Sousa Ribe | PQS E003/041 | SDR | 55.5 | 0 | 0 | 57.48 | 52 | 8 |  | 2030 | 0 | 0 | 0 | 0 | 0 | 0 |  |  |  | 0 | 0 | 0 | 0 | 0 | 0 | 57.48 | 57.48 | 57.48 | 57.48 | 57.48 | 287.4 | 52 | 52 | 52 | 52 | 52 | 260 | 2028 |  | 0
0 | INHAMBANE | SP | MORRUMBENE | CS Magumbo | Refrigerator | PQS_refr | Vestfrost | VLS 054 SDD Greenline |  | Solar | 2022 | Functioning well |  |  |  |  | CCE not to replace |  | CCEOP1 | 2023-05-30 | Sousa Ribe | PQS E003/041 | SDR | 55.5 | 0 | 0 | 57.48 | 52 | 1 |  | 2037 | 0 | 0 | 0 | 0 | 0 | 0 |  |  |  | 0 | 0 | 0 | 0 | 0 | 0 | 57.48 | 57.48 | 57.48 | 57.48 | 57.48 | 287.4 | 52 | 52 | 52 | 52 | 52 | 260 | 2029 |  | 0
0 | INHAMBANE | SP | MORRUMBENE | CS Mahangue | Refrigerator | PQS_refr | B Medical Systems Sarl (Dometic) | TCW 80 AC |  | Electricity | 2017 | Not functional, for breakage |  |  |  |  | CCE to remove & replace | Damaged by cyclone |  | 2023-05-30 | Sousa Ribe | PQS E003/101 | ILR | 80.5 | 0 | 0 | 71.808 | 69.6 | 6 | 2023 | 2023 | 1 | 0 | 0 | 0 | 0 | 1 |  |  |  | #N/A | 0 | 0 | 0 | 0 | #N/A | #N/A | #N/A | #N/A | #N/A | #N/A | #N/A | #N/A | #N/A | #N/A | #N/A | #N/A | #N/A | 2030 |  | 0
0 | INHAMBANE | SP | MORRUMBENE | CS Maivene | Refrigerator | PQS_refr | Vestfrost | VLS 054 SDD Greenline |  | Solar | 2022 | Functioning well |  |  |  |  | CCE not to replace |  | CCEOP1 | 2023-05-30 | Sousa Ribe | PQS E003/041 | SDR | 55.5 | 0 | 0 | 57.48 | 52 | 1 |  | 2037 | 0 | 0 | 0 | 0 | 0 | 0 |  |  |  | 0 | 0 | 0 | 0 | 0 | 0 | 57.48 | 57.48 | 57.48 | 57.48 | 57.48 | 287.4 | 52 | 52 | 52 | 52 | 52 | 260 | 2031 |  | 0
0 | INHAMBANE | SP | MORRUMBENE | CS Matacalane | Refrigerator | PQS_refr | Vestfrost | VLS 054 SDD Greenline |  | Solar | 2022 | Functioning well |  |  |  |  | CCE not to replace |  | CCEOP1 | 2023-05-30 | Sousa Ribe | PQS E003/041 | SDR | 55.5 | 0 | 0 | 57.48 | 52 | 1 |  | 2037 | 0 | 0 | 0 | 0 | 0 | 0 |  |  |  | 0 | 0 | 0 | 0 | 0 | 0 | 57.48 | 57.48 | 57.48 | 57.48 | 57.48 | 287.4 | 52 | 52 | 52 | 52 | 52 | 260 | 2032 |  | 0
0 | INHAMBANE | SP | MORRUMBENE | CS Sitila | Refrigerator | PQS_refr | Vestfrost | VLS 054 SDD Greenline |  | Solar | 2022 | Functioning well |  |  |  |  | CCE not to replace |  | CCEOP1 | 2023-05-30 | Sousa Ribe | PQS E003/041 | SDR | 55.5 | 0 | 0 | 57.48 | 52 | 1 |  | 2037 | 0 | 0 | 0 | 0 | 0 | 0 |  |  |  | 0 | 0 | 0 | 0 | 0 | 0 | 57.48 | 57.48 | 57.48 | 57.48 | 57.48 | 287.4 | 52 | 52 | 52 | 52 | 52 | 260 | 2033 |  | 0
0 | INHAMBANE | SP | MORRUMBENE | Mocodoene | Refrigerator | PQS_refr | Vestfrost | VLS 026 RF Green Line |  | Solar | 2014 | Functioning well |  |  |  |  | CCE not to replace |  |  | 2023-05-30 | Sousa Ribe | PQS E003/091 | SDRF | 20 | 34.3 | 0 | 109.2 | 52 | 9 |  | 2029 | 0 | 0 | 0 | 0 | 1 | 1 |  |  |  | 0 | 0 | 0 | 0 | #N/A | #N/A | 109.2 | 109.2 | 109.2 | 109.2 | #N/A | #N/A | 52 | 52 | 52 | 52 | #N/A | #N/A | 2034 |  | 0
0 | INHAMBANE | SP | MORRUMBENE | Sede Morrumbene | Refrigerator | PQS_refr | Vestfrost | MK 144 |  | Electricity | 2014 | Functioning well |  |  |  |  | CCE not to replace |  |  | 2023-05-30 | Sousa Ribe | PQS E003/022 | ILR | 48 | 0 | 0 | 14.736 | 138 | 9 |  | 2029 | 0 | 0 | 0 | 0 | 1 | 1 |  |  |  | 0 | 0 | 0 | 0 | #N/A | #N/A | 14.736 | 14.736 | 14.736 | 14.736 | #N/A | #N/A | 138 | 138 | 138 | 138 | #N/A | #N/A | 2035 |  | 0
0 | INHAMBANE | LD | MAXIXE | Depósito D. MAXIXE | Refrigerator | PIS_refr | Electrolux | RCW 50DC/CF |  | Solar | 2008 | Functioning well |  |  |  |  | CCE to remove & replace | Non-PQS and >15 years old |  | 2023-05-30 | Sousa Ribe | PIS E3/93-M | SBRF | 24 | 4.8 | 0 | 25.36 | 104 | 15 | 2023 | 2023 | 1 | 0 | 0 | 0 | 0 | 1 |  |  |  | #N/A | 0 | 0 | 0 | 0 | #N/A | #N/A | #N/A | #N/A | #N/A | #N/A | #N/A | #N/A | #N/A | #N/A | #N/A | #N/A | #N/A | 2036 |  | 0
0 | INHAMBANE | LD | MAXIXE | Depósito D. MAXIXE | Refrigerator | PIS_refr | Electrolux | RCW 50 EK |  | Kerosene | 2008 | Functioning well |  |  |  |  | CCE to remove & replace | Non-PQS and >15 years old |  | 2023-05-30 | Sousa Ribe | PIS E3/91-M | ARF | 24 | 0 | 0 | 25.36 | 240 | 15 | 2023 | 2023 | 1 | 0 | 0 | 0 | 0 | 1 |  |  |  | #N/A | 0 | 0 | 0 | 0 | #N/A | #N/A | #N/A | #N/A | #N/A | #N/A | #N/A | #N/A | #N/A | #N/A | #N/A | #N/A | #N/A | 2037 |  | 600
0 | INHAMBANE | LD | MAXIXE | Depósito D. MAXIXE | Refrigerator | PIS_refr | Electrolux | RCW 42 EK/CF |  | Kerosene | 2008 | Not functional, for breakage |  |  |  |  | CCE to remove & replace | Non-PQS and >15 years old |  | 2023-05-30 | Sousa Ribe | PIS E3/22-M | ARF | 18.2 | 1.2 | 0 | 21.26 | 210 | 15 | 2023 | 2023 | 1 | 0 | 0 | 0 | 0 | 1 |  |  |  | #N/A | 0 | 0 | 0 | 0 | #N/A | #N/A | #N/A | #N/A | #N/A | #N/A | #N/A | #N/A | #N/A | #N/A | #N/A | #N/A | #N/A | 2038 |  | 525
0 | INHAMBANE | SP | MAXIXE | CS Chicuque | Refrigerator | PQS_refr | Vestfrost | VLS 054 SDD Greenline |  | Solar | 2015 | Functioning well |  |  |  |  | CCE not to replace |  |  | 2023-05-30 | Sousa Ribe | PQS E003/041 | SDR | 55.5 | 0 | 0 | 57.48 | 52 | 8 |  | 2030 | 0 | 0 | 0 | 0 | 0 | 0 |  |  |  | 0 | 0 | 0 | 0 | 0 | 0 | 57.48 | 57.48 | 57.48 | 57.48 | 57.48 | 287.4 | 52 | 52 | 52 | 52 | 52 | 260 | 2039 |  | 0
0 | INHAMBANE | SP | MAXIXE | CS Chicuque | Refrigerator | PIS_refr | Electrolux | RCW 42 EK/CF |  | Kerosene | 2008 | Functioning well |  |  |  |  | CCE to remove & replace | Non-PQS and >15 years old |  | 2023-05-30 | Sousa Ribe | PIS E3/22-M | ARF | 18.2 | 1.2 | 0 | 21.26 | 210 | 15 | 2023 | 2023 | 1 | 0 | 0 | 0 | 0 | 1 |  |  |  | #N/A | 0 | 0 | 0 | 0 | #N/A | #N/A | #N/A | #N/A | #N/A | #N/A | #N/A | #N/A | #N/A | #N/A | #N/A | #N/A | #N/A | 2040 |  | 525
0 | INHAMBANE | SP | MAXIXE | CS Cuguana | Refrigerator | PIS_refr | Electrolux | RCW 50 AC |  | Electricity | 2008 | Functioning well |  |  |  |  | CCE to remove & replace | Non-PQS and >15 years old |  | 2023-05-30 | Sousa Ribe | PIS E3/94-M | CRF | 24 | 8 | 0 | 23.44 | 121.2 | 15 | 2023 | 2023 | 1 | 0 | 0 | 0 | 0 | 1 |  |  |  | #N/A | 0 | 0 | 0 | 0 | #N/A | #N/A | #N/A | #N/A | #N/A | #N/A | #N/A | #N/A | #N/A | #N/A | #N/A | #N/A | #N/A | 2041 |  | 0
0 | INHAMBANE | SP | MAXIXE | CS Dambo | Refrigerator | PIS_refr | Electrolux | RCW 50DC/CF |  | Solar | 2008 | Functioning well |  |  |  |  | CCE to remove & replace | Non-PQS and >15 years old |  | 2023-05-30 | Sousa Ribe | PIS E3/93-M | SBRF | 24 | 4.8 | 0 | 25.36 | 104 | 15 | 2023 | 2023 | 1 | 0 | 0 | 0 | 0 | 1 |  |  |  | #N/A | 0 | 0 | 0 | 0 | #N/A | #N/A | #N/A | #N/A | #N/A | #N/A | #N/A | #N/A | #N/A | #N/A | #N/A | #N/A | #N/A | 2042 |  | 0
0 | INHAMBANE | SP | MAXIXE | CS Mabil -Joaquim Chissano | Refrigerator | PIS_refr | Electrolux | RCW 50 EK |  | Kerosene | 2008 | Not functional, for breakage |  |  |  |  | CCE to remove & replace | Non-PQS and >15 years old |  | 2023-05-30 | Sousa Ribe | PIS E3/91-M | ARF | 24 | 0 | 0 | 25.36 | 240 | 15 | 2023 | 2023 | 1 | 0 | 0 | 0 | 0 | 1 |  |  |  | #N/A | 0 | 0 | 0 | 0 | #N/A | #N/A | #N/A | #N/A | #N/A | #N/A | #N/A | #N/A | #N/A | #N/A | #N/A | #N/A | #N/A | 2043 |  | 600
0 | INHAMBANE | SP | MAXIXE | CS Macuamene | Refrigerator | PQS_refr | Vestfrost | VLS 054 SDD Greenline |  | Solar | 2015 | Functioning well |  |  |  |  | CCE not to replace |  |  | 2023-05-30 | Sousa Ribe | PQS E003/041 | SDR | 55.5 | 0 | 0 | 57.48 | 52 | 8 |  | 2030 | 0 | 0 | 0 | 0 | 0 | 0 |  |  |  | 0 | 0 | 0 | 0 | 0 | 0 | 57.48 | 57.48 | 57.48 | 57.48 | 57.48 | 287.4 | 52 | 52 | 52 | 52 | 52 | 260 | 2044 |  | 0
0 | INHAMBANE | SP | MAXIXE | CS Manhala | Refrigerator | PIS_refr | Electrolux | RCW 50 EK |  | Kerosene | 2008 | Functioning well |  |  |  |  | CCE to remove & replace | Non-PQS and >15 years old |  | 2023-05-30 | Sousa Ribe | PIS E3/91-M | ARF | 24 | 0 | 0 | 25.36 | 240 | 15 | 2023 | 2023 | 1 | 0 | 0 | 0 | 0 | 1 |  |  |  | #N/A | 0 | 0 | 0 | 0 | #N/A | #N/A | #N/A | #N/A | #N/A | #N/A | #N/A | #N/A | #N/A | #N/A | #N/A | #N/A | #N/A | 2045 |  | 600
0 | INHAMBANE | SP | MAXIXE | Sede CS Maxixe | Refrigerator | PQS_refr | Vestfrost | MK 144 |  | Electricity | 2014 | Functioning well |  |  |  |  | CCE not to replace |  |  | 2023-05-30 | Sousa Ribe | PQS E003/022 | ILR | 48 | 0 | 0 | 14.736 | 138 | 9 |  | 2029 | 0 | 0 | 0 | 0 | 1 | 1 |  |  |  | 0 | 0 | 0 | 0 | #N/A | #N/A | 14.736 | 14.736 | 14.736 | 14.736 | #N/A | #N/A | 138 | 138 | 138 | 138 | #N/A | #N/A | 2046 |  | 0
0 | INHAMBANE | SP | MAXIXE | Tinga-Tinga | Refrigerator | PIS_refr | Electrolux | RCW 50 EK |  | Kerosene | 2008 | Functioning well |  |  |  |  | CCE to remove & replace | Non-PQS and >15 years old |  | 2023-05-30 | Sousa Ribe | PIS E3/91-M | ARF | 24 | 0 | 0 | 25.36 | 240 | 15 | 2023 | 2023 | 1 | 0 | 0 | 0 | 0 | 1 |  |  |  | #N/A | 0 | 0 | 0 | 0 | #N/A | #N/A | #N/A | #N/A | #N/A | #N/A | #N/A | #N/A | #N/A | #N/A | #N/A | #N/A | #N/A | 2047 |  | 600
0 | INHAMBANE | SP | MAXIXE | Tinga-Tinga | Refrigerator | PIS_refr | Electrolux | RCW 50 AC |  | Electricity | 2008 | Functioning well |  |  |  |  | CCE to remove & replace | Non-PQS and >15 years old |  | 2023-05-30 | Sousa Ribe | PIS E3/94-M | CRF | 24 | 8 | 0 | 23.44 | 121.2 | 15 | 2023 | 2023 | 1 | 0 | 0 | 0 | 0 | 1 |  |  |  | #N/A | 0 | 0 | 0 | 0 | #N/A | #N/A | #N/A | #N/A | #N/A | #N/A | #N/A | #N/A | #N/A | #N/A | #N/A | #N/A | #N/A | 2048 |  | 0
0 | INHAMBANE | SP | MAXIXE | Tinga-Tinga | Refrigerator | PQS_refr | Vestfrost | MK 304 |  | Electricity | 2014 | Functioning well |  |  |  |  | CCE not to replace |  |  | 2023-05-30 | Sousa Ribe | PQS E003/007 | ILR | 105 | 0 | 0 | 19.032 | 192 | 9 |  | 2029 | 0 | 0 | 0 | 0 | 1 | 1 |  |  |  | 0 | 0 | 0 | 0 | #N/A | #N/A | 19.032 | 19.032 | 19.032 | 19.032 | #N/A | #N/A | 192 | 192 | 192 | 192 | #N/A | #N/A | 2049 |  | 0
0 | INHAMBANE | LD | ZAVALA | Depósito D. ZAVALA | Refrigerator | PQS_refr | Vestfrost | MK 144 |  | Electricity | 2014 | Functioning well |  |  |  |  | CCE not to replace |  |  | 2023-05-30 | Sousa Ribe | PQS E003/022 | ILR | 48 | 0 | 0 | 14.736 | 138 | 9 |  | 2029 | 0 | 0 | 0 | 0 | 1 | 1 |  |  |  | 0 | 0 | 0 | 0 | #N/A | #N/A | 14.736 | 14.736 | 14.736 | 14.736 | #N/A | #N/A | 138 | 138 | 138 | 138 | #N/A | #N/A | 2050 |  | 0
0 | INHAMBANE | LD | ZAVALA | Depósito D. ZAVALA | Refrigerator | PQS_refr | Vestfrost | VLS 026 RF Green Line |  | Solar | 2014 | Functioning well |  |  |  |  | CCE not to replace |  |  | 2023-05-30 | Sousa Ribe | PQS E003/091 | SDRF | 20 | 34.3 | 0 | 109.2 | 52 | 9 |  | 2029 | 0 | 0 | 0 | 0 | 1 | 1 |  |  |  | 0 | 0 | 0 | 0 | #N/A | #N/A | 109.2 | 109.2 | 109.2 | 109.2 | #N/A | #N/A | 52 | 52 | 52 | 52 | #N/A | #N/A | 2051 |  | 0
0 | INHAMBANE | LD | ZAVALA | Depósito D. ZAVALA | Refrigerator | PIS_refr | Electrolux | RCW 42 EK/CF |  | Kerosene | 2008 | Functioning well |  |  |  |  | CCE to remove & replace | Non-PQS and >15 years old |  | 2023-05-30 | Sousa Ribe | PIS E3/22-M | ARF | 18.2 | 1.2 | 0 | 21.26 | 210 | 15 | 2023 | 2023 | 1 | 0 | 0 | 0 | 0 | 1 |  |  |  | #N/A | 0 | 0 | 0 | 0 | #N/A | #N/A | #N/A | #N/A | #N/A | #N/A | #N/A | #N/A | #N/A | #N/A | #N/A | #N/A | #N/A | 2052 |  | 525
0 | INHAMBANE | LD | ZAVALA | Depósito D. ZAVALA | Refrigerator | PQS_refr | Vestfrost | MK 144 |  | Electricity | 2014 | Functioning well |  |  |  |  | CCE not to replace |  |  | 2023-05-30 | Sousa Ribe | PQS E003/022 | ILR | 48 | 0 | 0 | 14.736 | 138 | 9 |  | 2029 | 0 | 0 | 0 | 0 | 1 | 1 |  |  |  | 0 | 0 | 0 | 0 | #N/A | #N/A | 14.736 | 14.736 | 14.736 | 14.736 | #N/A | #N/A | 138 | 138 | 138 | 138 | #N/A | #N/A | 2053 |  | 0
0 | INHAMBANE | SP | ZAVALA | CS Banguza | Refrigerator | PIS_refr | Electrolux | RCW 50DC/CF |  | Solar | 2008 | Functioning well |  |  |  |  | CCE to remove & replace | Non-PQS and >15 years old |  | 2023-05-30 | Sousa Ribe | PIS E3/93-M | SBRF | 24 | 4.8 | 0 | 25.36 | 104 | 15 | 2023 | 2023 | 1 | 0 | 0 | 0 | 0 | 1 |  |  |  | #N/A | 0 | 0 | 0 | 0 | #N/A | #N/A | #N/A | #N/A | #N/A | #N/A | #N/A | #N/A | #N/A | #N/A | #N/A | #N/A | #N/A | 2054 |  | 0
0 | INHAMBANE | SP | ZAVALA | CS Banguza | Refrigerator | PIS_refr | Electrolux | RCW 50DC/CF |  | Solar | 2008 | Functioning well |  |  |  |  | CCE to remove & replace | Non-PQS and >15 years old |  | 2023-05-30 | Sousa Ribe | PIS E3/93-M | SBRF | 24 | 4.8 | 0 | 25.36 | 104 | 15 | 2023 | 2023 | 1 | 0 | 0 | 0 | 0 | 1 |  |  |  | #N/A | 0 | 0 | 0 | 0 | #N/A | #N/A | #N/A | #N/A | #N/A | #N/A | #N/A | #N/A | #N/A | #N/A | #N/A | #N/A | #N/A | 2055 |  | 0
0 | INHAMBANE | SP | ZAVALA | CS Chibembe (Canda) | Refrigerator | PIS_refr | Electrolux | RCW 50 AC |  | Electricity | 2008 | Functioning well |  |  |  |  | CCE to remove & replace | Non-PQS and >15 years old |  | 2023-05-30 | Sousa Ribe | PIS E3/94-M | CRF | 24 | 8 | 0 | 23.44 | 121.2 | 15 | 2023 | 2023 | 1 | 0 | 0 | 0 | 0 | 1 |  |  |  | #N/A | 0 | 0 | 0 | 0 | #N/A | #N/A | #N/A | #N/A | #N/A | #N/A | #N/A | #N/A | #N/A | #N/A | #N/A | #N/A | #N/A | 2056 |  | 0
0 | INHAMBANE | SP | ZAVALA | CS de Guilundo | Refrigerator | PQS_refr | Vestfrost | MK 304 |  | Electricity | 2014 | Not functional, for breakage |  |  |  |  | CCE to remove & replace | BER-Damaged |  | 2023-05-30 | Sousa Ribe | PQS E003/007 | ILR | 105 | 0 | 0 | 19.032 | 192 | 9 | 2023 | 2023 | 1 | 0 | 0 | 0 | 0 | 1 |  |  |  | #N/A | 0 | 0 | 0 | 0 | #N/A | #N/A | #N/A | #N/A | #N/A | #N/A | #N/A | #N/A | #N/A | #N/A | #N/A | #N/A | #N/A | 2057 |  | 0
0 | INHAMBANE | SP | ZAVALA | CS de Maculuva | Refrigerator | PQS_refr | Vestfrost | VLS 026 RF Green Line |  | Solar | 2014 | Functioning well |  |  |  |  | CCE not to replace |  |  | 2023-05-30 | Sousa Ribe | PQS E003/091 | SDRF | 20 | 34.3 | 0 | 109.2 | 52 | 9 |  | 2029 | 0 | 0 | 0 | 0 | 1 | 1 |  |  |  | 0 | 0 | 0 | 0 | #N/A | #N/A | 109.2 | 109.2 | 109.2 | 109.2 | #N/A | #N/A | 52 | 52 | 52 | 52 | #N/A | #N/A | 2058 |  | 0
0 | INHAMBANE | SP | ZAVALA | CS Sede- Quissico | Refrigerator | PQS_refr | Vestfrost | MK 304 |  | Electricity | 2014 | Not functional, for breakage |  |  |  |  | CCE to remove & replace | BER |  | 2023-05-30 | Sousa Ribe | PQS E003/007 | ILR | 105 | 0 | 0 | 19.032 | 192 | 9 | 2023 | 2023 | 1 | 0 | 0 | 0 | 0 | 1 |  |  |  | #N/A | 0 | 0 | 0 | 0 | #N/A | #N/A | #N/A | #N/A | #N/A | #N/A | #N/A | #N/A | #N/A | #N/A | #N/A | #N/A | #N/A | 2059 |  | 0
0 | INHAMBANE | SP | ZAVALA | CsChitondo | Refrigerator | PIS_refr | Electrolux | RCW 50DC/CF |  | Solar | 2008 | Functioning well |  |  |  |  | CCE to remove & replace | Non-PQS and >15 years old |  | 2023-05-30 | Sousa Ribe | PIS E3/93-M | SBRF | 24 | 4.8 | 0 | 25.36 | 104 | 15 | 2023 | 2023 | 1 | 0 | 0 | 0 | 0 | 1 |  |  |  | #N/A | 0 | 0 | 0 | 0 | #N/A | #N/A | #N/A | #N/A | #N/A | #N/A | #N/A | #N/A | #N/A | #N/A | #N/A | #N/A | #N/A | 2060 |  | 0
0 | INHAMBANE | SP | ZAVALA | Maundene | Refrigerator | PQS_refr | Vestfrost | MK 144 |  | Electricity | 2020 | Functioning well |  |  |  |  | CCE not to replace |  |  | 2023-05-30 | Sousa Ribe | PQS E003/022 | ILR | 48 | 0 | 0 | 14.736 | 138 | 3 |  | 2035 | 0 | 0 | 0 | 0 | 0 | 0 |  |  |  | 0 | 0 | 0 | 0 | 0 | 0 | 14.736 | 14.736 | 14.736 | 14.736 | 14.736 | 73.68 | 138 | 138 | 138 | 138 | 138 | 690 | 2061 |  | 0
0 | INHAMBANE | SP | ZAVALA | Mavila | Refrigerator | PIS_refr | Electrolux | RCW 50 EK |  | Kerosene | 2008 | Functioning well |  |  |  |  | CCE to remove & replace | Non-PQS and >15 years old |  | 2023-05-30 | Sousa Ribe | PIS E3/91-M | ARF | 24 | 0 | 0 | 25.36 | 240 | 15 | 2023 | 2023 | 1 | 0 | 0 | 0 | 0 | 1 |  |  |  | #N/A | 0 | 0 | 0 | 0 | #N/A | #N/A | #N/A | #N/A | #N/A | #N/A | #N/A | #N/A | #N/A | #N/A | #N/A | #N/A | #N/A | 2062 |  | 600
0 | INHAMBANE | SP | ZAVALA | Muane | Refrigerator | PQS_refr | Vestfrost | VLS 026 RF Green Line |  | Solar | 2020 | Functioning well |  |  |  |  | CCE not to replace |  | CCEOP1 | 2023-05-30 | Sousa Ribe | PQS E003/091 | SDRF | 20 | 34.3 | 0 | 109.2 | 52 | 3 |  | 2035 | 0 | 0 | 0 | 0 | 0 | 0 |  |  |  | 0 | 0 | 0 | 0 | 0 | 0 | 109.2 | 109.2 | 109.2 | 109.2 | 109.2 | 546 | 52 | 52 | 52 | 52 | 52 | 260 | 2063 |  | 0
0 | INHAMBANE | SP | ZAVALA | Zandamela | Refrigerator | PQS_refr | Vestfrost | MK 144 |  | Electricity | 2020 | Functioning well |  |  |  |  | CCE not to replace |  |  | 2023-05-30 | Sousa Ribe | PQS E003/022 | ILR | 48 | 0 | 0 | 14.736 | 138 | 3 |  | 2035 | 0 | 0 | 0 | 0 | 0 | 0 |  |  |  | 0 | 0 | 0 | 0 | 0 | 0 | 14.736 | 14.736 | 14.736 | 14.736 | 14.736 | 73.68 | 138 | 138 | 138 | 138 | 138 | 690 | 2064 |  | 0
0 | INHAMBANE | SP | ZAVALA | Zandamela | Refrigerator | PQS_refr | Vestfrost | VLS 054 SDD Greenline |  | Solar | 2020 | Functioning well |  |  |  |  | CCE not to replace |  | CCEOP1 | 2023-05-30 | Sousa Ribe | PQS E003/041 | SDR | 55.5 | 0 | 0 | 57.48 | 52 | 3 |  | 2035 | 0 | 0 | 0 | 0 | 0 | 0 |  |  |  | 0 | 0 | 0 | 0 | 0 | 0 | 57.48 | 57.48 | 57.48 | 57.48 | 57.48 | 287.4 | 52 | 52 | 52 | 52 | 52 | 260 | 2065 |  | 0
0 | INHAMBANE | LD | INHARRIME | Depósito D. INHARRIME | Refrigerator | PIS_refr | Electrolux | RCW 50 EG/CF |  | Gas | 2008 | Functioning well |  |  |  |  | CCE to remove & replace | Non-PQS and >15 years old |  | 2023-05-30 | Sousa Ribe | PIS E3/88-M | ARF | 24 | 0 | 0 | 22.44 | 0 | 15 | 2023 | 2023 | 1 | 0 | 0 | 0 | 0 | 1 |  |  |  | #N/A | 0 | 0 | 0 | 0 | #N/A | #N/A | #N/A | #N/A | #N/A | #N/A | #N/A | #N/A | #N/A | #N/A | #N/A | #N/A | #N/A | 2066 |  | 447
0 | INHAMBANE | LD | INHARRIME | Depósito D. INHARRIME | Refrigerator | PIS_refr | Electrolux | RCW 50DC/CF |  | Solar | 2008 | Functioning well |  |  |  |  | CCE to remove & replace | Non-PQS and >15 years old |  | 2023-05-30 | Sousa Ribe | PIS E3/93-M | SBRF | 24 | 4.8 | 0 | 25.36 | 104 | 15 | 2023 | 2023 | 1 | 0 | 0 | 0 | 0 | 1 |  |  |  | #N/A | 0 | 0 | 0 | 0 | #N/A | #N/A | #N/A | #N/A | #N/A | #N/A | #N/A | #N/A | #N/A | #N/A | #N/A | #N/A | #N/A | 2067 |  | 0
0 | INHAMBANE | LD | INHARRIME | Depósito D. INHARRIME | Refrigerator | PQS_refr | Vestfrost | VLS 026 RF Green Line |  | Solar | 2014 | Functioning well |  |  |  |  | CCE not to replace |  |  | 2023-05-30 | Sousa Ribe | PQS E003/091 | SDRF | 20 | 34.3 | 0 | 109.2 | 52 | 9 |  | 2029 | 0 | 0 | 0 | 0 | 1 | 1 |  |  |  | 0 | 0 | 0 | 0 | #N/A | #N/A | 109.2 | 109.2 | 109.2 | 109.2 | #N/A | #N/A | 52 | 52 | 52 | 52 | #N/A | #N/A | 2068 |  | 0
0 | INHAMBANE | SP | INHARRIME | C.STemane | Refrigerator | PQS_refr | Vestfrost | MK 304 |  | Electricity | 2021 | Functioning well |  |  |  |  | CCE not to replace |  |  | 2023-05-30 | Sousa Ribe | PQS E003/007 | ILR | 105 | 0 | 0 | 19.032 | 192 | 2 |  | 2036 | 0 | 0 | 0 | 0 | 0 | 0 |  |  |  | 0 | 0 | 0 | 0 | 0 | 0 | 19.032 | 19.032 | 19.032 | 19.032 | 19.032 | 95.16 | 192 | 192 | 192 | 192 | 192 | 960 | 2069 |  | 0
0 | INHAMBANE | SP | INHARRIME | Centro de saude de Machulane | Refrigerator | PIS_refr | Electrolux | RCW 50DC/CF |  | Solar | 2008 | Functioning well |  |  |  |  | CCE to remove & replace | Non-PQS and >15 years old |  | 2023-05-30 | Sousa Ribe | PIS E3/93-M | SBRF | 24 | 4.8 | 0 | 25.36 | 104 | 15 | 2023 | 2023 | 1 | 0 | 0 | 0 | 0 | 1 |  |  |  | #N/A | 0 | 0 | 0 | 0 | #N/A | #N/A | #N/A | #N/A | #N/A | #N/A | #N/A | #N/A | #N/A | #N/A | #N/A | #N/A | #N/A | 2070 |  | 0
0 | INHAMBANE | SP | INHARRIME | CS Bazaruto | Refrigerator | PIS_refr | Electrolux | RCW 50DC/CF |  | Solar | 2008 | Functioning well |  |  |  |  | CCE to remove & replace | Non-PQS and >15 years old |  | 2023-05-30 | Sousa Ribe | PIS E3/93-M | SBRF | 24 | 4.8 | 0 | 25.36 | 104 | 15 | 2023 | 2023 | 1 | 0 | 0 | 0 | 0 | 1 |  |  |  | #N/A | 0 | 0 | 0 | 0 | #N/A | #N/A | #N/A | #N/A | #N/A | #N/A | #N/A | #N/A | #N/A | #N/A | #N/A | #N/A | #N/A | 2071 |  | 0
0 | INHAMBANE | SP | INHARRIME | CS Chacane | Refrigerator | PIS_refr | Electrolux | RCW 50 EK |  | Kerosene | 2008 | Functioning well |  |  |  |  | CCE to remove & replace | Non-PQS and >15 years old |  | 2023-05-30 | Sousa Ribe | PIS E3/91-M | ARF | 24 | 0 | 0 | 25.36 | 240 | 15 | 2023 | 2023 | 1 | 0 | 0 | 0 | 0 | 1 |  |  |  | #N/A | 0 | 0 | 0 | 0 | #N/A | #N/A | #N/A | #N/A | #N/A | #N/A | #N/A | #N/A | #N/A | #N/A | #N/A | #N/A | #N/A | 2072 |  | 600
0 | INHAMBANE | SP | INHARRIME | CS Chongola | Refrigerator | PQS_refr | Vestfrost | VLS 054 SDD Greenline |  | Solar | 2021 | Functioning well |  |  |  |  | CCE not to replace |  | CCEOP1 | 2023-05-30 | Sousa Ribe | PQS E003/041 | SDR | 55.5 | 0 | 0 | 57.48 | 52 | 2 |  | 2036 | 0 | 0 | 0 | 0 | 0 | 0 |  |  |  | 0 | 0 | 0 | 0 | 0 | 0 | 57.48 | 57.48 | 57.48 | 57.48 | 57.48 | 287.4 | 52 | 52 | 52 | 52 | 52 | 260 | 2073 |  | 0
0 | INHAMBANE | SP | INHARRIME | CS Coguno | Refrigerator | PQS_refr | Vestfrost | VLS 054 SDD Greenline |  | Solar | 2020 | Functioning well |  |  |  |  | CCE not to replace |  | CCEOP1 | 2023-05-30 | Sousa Ribe | PQS E003/041 | SDR | 55.5 | 0 | 0 | 57.48 | 52 | 3 |  | 2035 | 0 | 0 | 0 | 0 | 0 | 0 |  |  |  | 0 | 0 | 0 | 0 | 0 | 0 | 57.48 | 57.48 | 57.48 | 57.48 | 57.48 | 287.4 | 52 | 52 | 52 | 52 | 52 | 260 | 2074 |  | 0
0 | INHAMBANE | SP | INHARRIME | CS de Cometela | Refrigerator | PQS_refr | Vestfrost | VLS 054 SDD Greenline |  | Solar | 2020 | Functioning well |  |  |  |  | CCE not to replace |  | CCEOP1 | 2023-05-30 | Sousa Ribe | PQS E003/041 | SDR | 55.5 | 0 | 0 | 57.48 | 52 | 3 |  | 2035 | 0 | 0 | 0 | 0 | 0 | 0 |  |  |  | 0 | 0 | 0 | 0 | 0 | 0 | 57.48 | 57.48 | 57.48 | 57.48 | 57.48 | 287.4 | 52 | 52 | 52 | 52 | 52 | 260 | 2075 |  | 0
0 | INHAMBANE | SP | INHARRIME | CS de Mafassane | Refrigerator | PQS_refr | Vestfrost | VLS 054 SDD Greenline |  | Solar | 2020 | Functioning well |  |  |  |  | CCE not to replace |  | CCEOP1 | 2023-05-30 | Sousa Ribe | PQS E003/041 | SDR | 55.5 | 0 | 0 | 57.48 | 52 | 3 |  | 2035 | 0 | 0 | 0 | 0 | 0 | 0 |  |  |  | 0 | 0 | 0 | 0 | 0 | 0 | 57.48 | 57.48 | 57.48 | 57.48 | 57.48 | 287.4 | 52 | 52 | 52 | 52 | 52 | 260 | 2076 |  | 0
0 | INHAMBANE | SP | INHARRIME | CS Macovane | Refrigerator | PQS_refr | Vestfrost | VLS 054 SDD Greenline |  | Solar | 2020 | Functioning well |  |  |  |  | CCE not to replace |  | CCEOP1 | 2023-05-30 | Sousa Ribe | PQS E003/041 | SDR | 55.5 | 0 | 0 | 57.48 | 52 | 3 |  | 2035 | 0 | 0 | 0 | 0 | 0 | 0 |  |  |  | 0 | 0 | 0 | 0 | 0 | 0 | 57.48 | 57.48 | 57.48 | 57.48 | 57.48 | 287.4 | 52 | 52 | 52 | 52 | 52 | 260 | 2077 |  | 0
0 | INHAMBANE | SP | INHARRIME | CS Mijoot | Refrigerator | PIS_refr | Electrolux | RCW 50DC/CF |  | Solar | 2008 | Functioning well |  |  |  |  | CCE to remove & replace | Non-PQS and >15 years old |  | 2023-05-30 | Sousa Ribe | PIS E3/93-M | SBRF | 24 | 4.8 | 0 | 25.36 | 104 | 15 | 2023 | 2023 | 1 | 0 | 0 | 0 | 0 | 1 |  |  |  | #N/A | 0 | 0 | 0 | 0 | #N/A | #N/A | #N/A | #N/A | #N/A | #N/A | #N/A | #N/A | #N/A | #N/A | #N/A | #N/A | #N/A | 2078 |  | 0
0 | INHAMBANE | SP | INHARRIME | CS Mucumbi | Refrigerator | PIS_refr | Electrolux | RCW 50DC/CF |  | Solar | 2008 | Functioning well |  |  |  |  | CCE to remove & replace | Non-PQS and >15 years old |  | 2023-05-30 | Sousa Ribe | PIS E3/93-M | SBRF | 24 | 4.8 | 0 | 25.36 | 104 | 15 | 2023 | 2023 | 1 | 0 | 0 | 0 | 0 | 1 |  |  |  | #N/A | 0 | 0 | 0 | 0 | #N/A | #N/A | #N/A | #N/A | #N/A | #N/A | #N/A | #N/A | #N/A | #N/A | #N/A | #N/A | #N/A | 2079 |  | 0
0 | INHAMBANE | SP | INHARRIME | CS Nhamachafo | Refrigerator | PIS_refr | Electrolux | RCW 50DC/CF |  | Solar | 2008 | Functioning well |  |  |  |  | CCE to remove & replace | Non-PQS and >15 years old |  | 2023-05-30 | Sousa Ribe | PIS E3/93-M | SBRF | 24 | 4.8 | 0 | 25.36 | 104 | 15 | 2023 | 2023 | 1 | 0 | 0 | 0 | 0 | 1 |  |  |  | #N/A | 0 | 0 | 0 | 0 | #N/A | #N/A | #N/A | #N/A | #N/A | #N/A | #N/A | #N/A | #N/A | #N/A | #N/A | #N/A | #N/A | 2080 |  | 0
0 | INHAMBANE | SP | INHARRIME | CS Nhapadiane | Refrigerator | PIS_refr | Electrolux | RCW 50DC/CF |  | Solar | 2008 | Functioning well |  |  |  |  | CCE to remove & replace | Non-PQS and >15 years old |  | 2023-05-30 | Sousa Ribe | PIS E3/93-M | SBRF | 24 | 4.8 | 0 | 25.36 | 104 | 15 | 2023 | 2023 | 1 | 0 | 0 | 0 | 0 | 1 |  |  |  | #N/A | 0 | 0 | 0 | 0 | #N/A | #N/A | #N/A | #N/A | #N/A | #N/A | #N/A | #N/A | #N/A | #N/A | #N/A | #N/A | #N/A | 2081 |  | 0
0 | INHAMBANE | SP | INHARRIME | CS Sihane | Refrigerator | PIS_refr | Electrolux | RCW 50 EK |  | Kerosene | 2008 | Functioning well |  |  |  |  | CCE to remove & replace | Non-PQS and >15 years old |  | 2023-05-30 | Sousa Ribe | PIS E3/91-M | ARF | 24 | 0 | 0 | 25.36 | 240 | 15 | 2023 | 2023 | 1 | 0 | 0 | 0 | 0 | 1 |  |  |  | #N/A | 0 | 0 | 0 | 0 | #N/A | #N/A | #N/A | #N/A | #N/A | #N/A | #N/A | #N/A | #N/A | #N/A | #N/A | #N/A | #N/A | 2082 |  | 600
0 | INHAMBANE | SP | INHARRIME | Cs.Chitsecane | Refrigerator | PQS_refr | Vestfrost | MK 144 |  | Electricity | 2020 | Functioning well |  |  |  |  | CCE not to replace |  |  | 2023-05-30 | Sousa Ribe | PQS E003/022 | ILR | 48 | 0 | 0 | 14.736 | 138 | 3 |  | 2035 | 0 | 0 | 0 | 0 | 0 | 0 |  |  |  | 0 | 0 | 0 | 0 | 0 | 0 | 14.736 | 14.736 | 14.736 | 14.736 | 14.736 | 73.68 | 138 | 138 | 138 | 138 | 138 | 690 | 2083 |  | 0
0 | INHAMBANE | SP | INHARRIME | Mangungumete | Refrigerator | PIS_refr | Electrolux | RCW 50DC/CF |  | Solar | 2008 | Functioning well |  |  |  |  | CCE to remove & replace | Non-PQS and >15 years old |  | 2023-05-30 | Sousa Ribe | PIS E3/93-M | SBRF | 24 | 4.8 | 0 | 25.36 | 104 | 15 | 2023 | 2023 | 1 | 0 | 0 | 0 | 0 | 1 |  |  |  | #N/A | 0 | 0 | 0 | 0 | #N/A | #N/A | #N/A | #N/A | #N/A | #N/A | #N/A | #N/A | #N/A | #N/A | #N/A | #N/A | #N/A | 2084 |  | 0
0 | INHAMBANE | SP | INHARRIME | Nhapele | Refrigerator | PQS_refr | Vestfrost | VLS 026 RF Green Line |  | Solar | 2020 | Functioning well |  |  |  |  | CCE not to replace |  | CCEOP1 | 2023-05-30 | Sousa Ribe | PQS E003/091 | SDRF | 20 | 34.3 | 0 | 109.2 | 52 | 3 |  | 2035 | 0 | 0 | 0 | 0 | 0 | 0 |  |  |  | 0 | 0 | 0 | 0 | 0 | 0 | 109.2 | 109.2 | 109.2 | 109.2 | 109.2 | 546 | 52 | 52 | 52 | 52 | 52 | 260 | 2085 |  | 0
0 | INHAMBANE | SP | INHARRIME | Sede | Refrigerator | PQS_refr | Vestfrost | MK 144 |  | Electricity | 2021 | Functioning well |  |  |  |  | CCE not to replace |  |  | 2023-05-30 | Sousa Ribe | PQS E003/022 | ILR | 48 | 0 | 0 | 14.736 | 138 | 2 |  | 2036 | 0 | 0 | 0 | 0 | 0 | 0 |  |  |  | 0 | 0 | 0 | 0 | 0 | 0 | 14.736 | 14.736 | 14.736 | 14.736 | 14.736 | 73.68 | 138 | 138 | 138 | 138 | 138 | 690 | 2086 |  | 0
0 | INHAMBANE | SP | INHARRIME | Sede SC Inharrime | Refrigerator | PQS_refr | Vestfrost | VLS 054 SDD Greenline |  | Solar | 2021 | Functioning well |  |  |  |  | CCE not to replace |  | CCEOP1 | 2023-05-30 | Sousa Ribe | PQS E003/041 | SDR | 55.5 | 0 | 0 | 57.48 | 52 | 2 |  | 2036 | 0 | 0 | 0 | 0 | 0 | 0 |  |  |  | 0 | 0 | 0 | 0 | 0 | 0 | 57.48 | 57.48 | 57.48 | 57.48 | 57.48 | 287.4 | 52 | 52 | 52 | 52 | 52 | 260 | 2087 |  | 0
0 | INHAMBANE | LD | PANDA | Depósito D. PANDA | Freezer | PQS_freezer | Vestfrost | MF 314 |  | Electricity | 2020 | Functioning well |  |  |  |  | CCE not to replace |  | CCEOP1 | 2023-05-30 | Sousa Ribe | PQS E003/023 | VWPF | 0 | 281 | 0 | 13.752 | 253.8 | 3 |  | 2035 | 0 | 0 | 0 | 0 | 0 | 0 |  |  |  | 0 | 0 | 0 | 0 | 0 | 0 | 13.752 | 13.752 | 13.752 | 13.752 | 13.752 | 68.76 | 253.8 | 253.8 | 253.8 | 253.8 | 253.8 | 1269 | 2088 |  | 0
0 | INHAMBANE | LD | PANDA | Depósito D. PANDA | Freezer | PQS_freezer | Vestfrost | MF 314 |  | Electricity | 2020 | Functioning well |  |  |  |  | CCE not to replace |  | CCEOP1 | 2023-05-30 | Sousa Ribe | PQS E003/023 | VWPF | 0 | 281 | 0 | 13.752 | 253.8 | 3 |  | 2035 | 0 | 0 | 0 | 0 | 0 | 0 |  |  |  | 0 | 0 | 0 | 0 | 0 | 0 | 13.752 | 13.752 | 13.752 | 13.752 | 13.752 | 68.76 | 253.8 | 253.8 | 253.8 | 253.8 | 253.8 | 1269 | 2089 |  | 0
0 | INHAMBANE | SP | PANDA | CS Mawaela | Refrigerator | PIS_refr | Electrolux | RCW 50 AC |  | Electricity | 2008 | Functioning well |  |  |  |  | CCE to remove & replace | Non-PQS and >15 years old |  | 2023-05-30 | Sousa Ribe | PIS E3/94-M | CRF | 24 | 8 | 0 | 23.44 | 121.2 | 15 | 2023 | 2023 | 1 | 0 | 0 | 0 | 0 | 1 |  |  |  | #N/A | 0 | 0 | 0 | 0 | #N/A | #N/A | #N/A | #N/A | #N/A | #N/A | #N/A | #N/A | #N/A | #N/A | #N/A | #N/A | #N/A | 2090 |  | 0
0 | INHAMBANE | SP | PANDA | CS Mawaela | Refrigerator | PQS_refr | B Medical Systems Sarl (Dometic) | TCW 3000 AC |  | Electricity | 2020 | Functioning well |  |  |  |  | CCE not to replace |  |  | 2023-05-30 | Sousa Ribe | PQS E003/017 | ILRorF | 150 | 150 | 0 | 62.76 | 82.2 | 3 |  | 2035 | 0 | 0 | 0 | 0 | 0 | 0 |  |  |  | 0 | 0 | 0 | 0 | 0 | 0 | 62.76 | 62.76 | 62.76 | 62.76 | 62.76 | 313.8 | 82.2 | 82.2 | 82.2 | 82.2 | 82.2 | 411 | 2091 |  | 0
0 | INHAMBANE | SP | PANDA | CsChivalo | Refrigerator | PQS_refr | Vestfrost | MK 304 |  | Electricity | 2020 | Functioning well |  |  |  |  | CCE not to replace |  |  | 2023-05-30 | Sousa Ribe | PQS E003/007 | ILR | 105 | 0 | 0 | 19.032 | 192 | 3 |  | 2035 | 0 | 0 | 0 | 0 | 0 | 0 |  |  |  | 0 | 0 | 0 | 0 | 0 | 0 | 19.032 | 19.032 | 19.032 | 19.032 | 19.032 | 95.16 | 192 | 192 | 192 | 192 | 192 | 960 | 2092 |  | 0
0 | INHAMBANE | SP | PANDA | Massalane | Refrigerator | PIS_refr | Electrolux | RCW 50 EK |  | Kerosene | 2008 | Functioning well |  |  |  |  | CCE to remove & replace | Non-PQS and >15 years old |  | 2023-05-30 | Sousa Ribe | PIS E3/91-M | ARF | 24 | 0 | 0 | 25.36 | 240 | 15 | 2023 | 2023 | 1 | 0 | 0 | 0 | 0 | 1 |  |  |  | #N/A | 0 | 0 | 0 | 0 | #N/A | #N/A | #N/A | #N/A | #N/A | #N/A | #N/A | #N/A | #N/A | #N/A | #N/A | #N/A | #N/A | 2093 |  | 600
0 | INHAMBANE | SP | PANDA | Panda Sede | Refrigerator | PIS_refr | Electrolux | RCW 42 EK/CF |  | Kerosene | 2008 | Functioning well |  |  |  |  | CCE to remove & replace | Non-PQS and >15 years old |  | 2023-05-30 | Sousa Ribe | PIS E3/22-M | ARF | 18.2 | 1.2 | 0 | 21.26 | 210 | 15 | 2023 | 2023 | 1 | 0 | 0 | 0 | 0 | 1 |  |  |  | #N/A | 0 | 0 | 0 | 0 | #N/A | #N/A | #N/A | #N/A | #N/A | #N/A | #N/A | #N/A | #N/A | #N/A | #N/A | #N/A | #N/A | 2094 |  | 525
0 | INHAMBANE | LD | JANGAMO | Depósito D. JANGAMO | Refrigerator | PQS_refr | Vestfrost | MK 144 |  | Electricity | 2014 | Functioning well |  |  |  |  | CCE not to replace |  |  | 2023-05-30 | Sousa Ribe | PQS E003/022 | ILR | 48 | 0 | 0 | 14.736 | 138 | 9 |  | 2029 | 0 | 0 | 0 | 0 | 1 | 1 |  |  |  | 0 | 0 | 0 | 0 | #N/A | #N/A | 14.736 | 14.736 | 14.736 | 14.736 | #N/A | #N/A | 138 | 138 | 138 | 138 | #N/A | #N/A | 2095 |  | 0
0 | INHAMBANE | LD | JANGAMO | Depósito D. JANGAMO | Refrigerator | PIS_refr | Electrolux | RCW 50DC/CF |  | Solar | 2008 | Functioning well |  |  |  |  | CCE to remove & replace | Non-PQS and >15 years old |  | 2023-05-30 | Sousa Ribe | PIS E3/93-M | SBRF | 24 | 4.8 | 0 | 25.36 | 104 | 15 | 2023 | 2023 | 1 | 0 | 0 | 0 | 0 | 1 |  |  |  | #N/A | 0 | 0 | 0 | 0 | #N/A | #N/A | #N/A | #N/A | #N/A | #N/A | #N/A | #N/A | #N/A | #N/A | #N/A | #N/A | #N/A | 2096 |  | 0
0 | INHAMBANE | LD | JANGAMO | Depósito D. JANGAMO | Freezer | PQS_freezer | Vestfrost | MF 314 |  | Electricity | 2014 | Functioning well |  |  |  |  | CCE not to replace |  |  | 2023-05-30 | Sousa Ribe | PQS E003/023 | VWPF | 0 | 281 | 0 | 13.752 | 253.8 | 9 |  | 2029 | 0 | 0 | 0 | 0 | 1 | 1 |  |  |  | 0 | 0 | 0 | 0 | #N/A | #N/A | 13.752 | 13.752 | 13.752 | 13.752 | #N/A | #N/A | 253.8 | 253.8 | 253.8 | 253.8 | #N/A | #N/A | 2097 |  | 0
0 | INHAMBANE | SP | JANGAMO | CS Massavana | Refrigerator | PQS_refr | Vestfrost | MK 144 |  | Electricity | 2014 | Functioning well |  |  |  |  | CCE not to replace |  |  | 2023-05-30 | Sousa Ribe | PQS E003/022 | ILR | 48 | 0 | 0 | 14.736 | 138 | 9 |  | 2029 | 0 | 0 | 0 | 0 | 1 | 1 |  |  |  | 0 | 0 | 0 | 0 | #N/A | #N/A | 14.736 | 14.736 | 14.736 | 14.736 | #N/A | #N/A | 138 | 138 | 138 | 138 | #N/A | #N/A | 2098 |  | 0
0 | INHAMBANE | SP | JANGAMO | CS Massavana | Refrigerator | PQS_refr | Vestfrost | VLS 026 RF Green Line |  | Solar | 2014 | Functioning well |  |  |  |  | CCE not to replace |  |  | 2023-05-30 | Sousa Ribe | PQS E003/091 | SDRF | 20 | 34.3 | 0 | 109.2 | 52 | 9 |  | 2029 | 0 | 0 | 0 | 0 | 1 | 1 |  |  |  | 0 | 0 | 0 | 0 | #N/A | #N/A | 109.2 | 109.2 | 109.2 | 109.2 | #N/A | #N/A | 52 | 52 | 52 | 52 | #N/A | #N/A | 2099 |  | 0
0 | INHAMBANE | SP | JANGAMO | CS Nhancoja | Refrigerator | PQS_refr | Vestfrost | MK 144 |  | Electricity | 2014 | Functioning well |  |  |  |  | CCE not to replace |  |  | 2023-05-30 | Sousa Ribe | PQS E003/022 | ILR | 48 | 0 | 0 | 14.736 | 138 | 9 |  | 2029 | 0 | 0 | 0 | 0 | 1 | 1 |  |  |  | 0 | 0 | 0 | 0 | #N/A | #N/A | 14.736 | 14.736 | 14.736 | 14.736 | #N/A | #N/A | 138 | 138 | 138 | 138 | #N/A | #N/A | 2100 |  | 0
0 | INHAMBANE | SP | JANGAMO | CS Ravene | Refrigerator | PIS_refr | Electrolux | RCW 50 EK |  | Kerosene | 2008 | Functioning well |  |  |  |  | CCE to remove & replace | Non-PQS and >15 years old |  | 2023-05-30 | Sousa Ribe | PIS E3/91-M | ARF | 24 | 0 | 0 | 25.36 | 240 | 15 | 2023 | 2023 | 1 | 0 | 0 | 0 | 0 | 1 |  |  |  | #N/A | 0 | 0 | 0 | 0 | #N/A | #N/A | #N/A | #N/A | #N/A | #N/A | #N/A | #N/A | #N/A | #N/A | #N/A | #N/A | #N/A | 2101 |  | 600
0 | INHAMBANE | SP | JANGAMO | Jangamo Sede | Refrigerator | PIS_refr | Electrolux | RCW 50 EK |  | Kerosene | 2008 | Functioning well |  |  |  |  | CCE to remove & replace | Non-PQS and >15 years old |  | 2023-05-30 | Sousa Ribe | PIS E3/91-M | ARF | 24 | 0 | 0 | 25.36 | 240 | 15 | 2023 | 2023 | 1 | 0 | 0 | 0 | 0 | 1 |  |  |  | #N/A | 0 | 0 | 0 | 0 | #N/A | #N/A | #N/A | #N/A | #N/A | #N/A | #N/A | #N/A | #N/A | #N/A | #N/A | #N/A | #N/A | 2102 |  | 600
0 | INHAMBANE | SP | JANGAMO | Posto de saude Mutamba | Refrigerator | PQS_refr | Vestfrost | MK 304 |  | Electricity | 2020 | Functioning well |  |  |  |  | CCE not to replace |  |  | 2023-05-30 | Sousa Ribe | PQS E003/007 | ILR | 105 | 0 | 0 | 19.032 | 192 | 3 |  | 2035 | 0 | 0 | 0 | 0 | 0 | 0 |  |  |  | 0 | 0 | 0 | 0 | 0 | 0 | 19.032 | 19.032 | 19.032 | 19.032 | 19.032 | 95.16 | 192 | 192 | 192 | 192 | 192 | 960 | 2103 |  | 0
0 | INHAMBANE | LD | HOMOINE | Depósito D. HOMOINE | Refrigerator | PIS_refr | Electrolux | RCW 50DC/CF |  | Solar | 2008 | Functioning well |  |  |  |  | CCE to remove & replace | Non-PQS and >15 years old |  | 2023-05-30 | Sousa Ribe | PIS E3/93-M | SBRF | 24 | 4.8 | 0 | 25.36 | 104 | 15 | 2023 | 2023 | 1 | 0 | 0 | 0 | 0 | 1 |  |  |  | #N/A | 0 | 0 | 0 | 0 | #N/A | #N/A | #N/A | #N/A | #N/A | #N/A | #N/A | #N/A | #N/A | #N/A | #N/A | #N/A | #N/A | 2104 |  | 0
0 | INHAMBANE | LD | HOMOINE | Depósito D. HOMOINE | Refrigerator | PIS_refr | Electrolux | RCW 50 AC |  | Electricity | 2008 | Functioning well |  |  |  |  | CCE to remove & replace | Non-PQS and >15 years old |  | 2023-05-30 | Sousa Ribe | PIS E3/94-M | CRF | 24 | 8 | 0 | 23.44 | 121.2 | 15 | 2023 | 2023 | 1 | 0 | 0 | 0 | 0 | 1 |  |  |  | #N/A | 0 | 0 | 0 | 0 | #N/A | #N/A | #N/A | #N/A | #N/A | #N/A | #N/A | #N/A | #N/A | #N/A | #N/A | #N/A | #N/A | 2105 |  | 0
0 | INHAMBANE | SP | HOMOINE | CS Benhane | Refrigerator | PQS_refr | Vestfrost | VLS 026 RF Green Line |  | Solar | 2014 | Functioning well |  |  |  |  | CCE not to replace |  |  | 2023-05-30 | Sousa Ribe | PQS E003/091 | SDRF | 20 | 34.3 | 0 | 109.2 | 52 | 9 |  | 2029 | 0 | 0 | 0 | 0 | 1 | 1 |  |  |  | 0 | 0 | 0 | 0 | #N/A | #N/A | 109.2 | 109.2 | 109.2 | 109.2 | #N/A | #N/A | 52 | 52 | 52 | 52 | #N/A | #N/A | 2106 |  | 0
0 | INHAMBANE | SP | HOMOINE | CS Chinjinguir | Refrigerator | PIS_refr | Electrolux | RCW 50DC/CF |  | Solar | 2008 | Functioning well |  |  |  |  | CCE to remove & replace | Non-PQS and >15 years old |  | 2023-05-30 | Sousa Ribe | PIS E3/93-M | SBRF | 24 | 4.8 | 0 | 25.36 | 104 | 15 | 2023 | 2023 | 1 | 0 | 0 | 0 | 0 | 1 |  |  |  | #N/A | 0 | 0 | 0 | 0 | #N/A | #N/A | #N/A | #N/A | #N/A | #N/A | #N/A | #N/A | #N/A | #N/A | #N/A | #N/A | #N/A | 2107 |  | 0
0 | INHAMBANE | SP | HOMOINE | CS Madumo | Refrigerator | PQS_refr | Vestfrost | MK 144 |  | Electricity | 2020 | Functioning well |  |  |  |  | CCE not to replace |  |  | 2023-05-30 | Sousa Ribe | PQS E003/022 | ILR | 48 | 0 | 0 | 14.736 | 138 | 3 |  | 2035 | 0 | 0 | 0 | 0 | 0 | 0 |  |  |  | 0 | 0 | 0 | 0 | 0 | 0 | 14.736 | 14.736 | 14.736 | 14.736 | 14.736 | 73.68 | 138 | 138 | 138 | 138 | 138 | 690 | 2108 |  | 0
0 | INHAMBANE | SP | HOMOINE | Cs Mafuiane | Refrigerator | PIS_refr | Electrolux | RCW 42 EK/CF |  | Kerosene | 2008 | Functioning well |  |  |  |  | CCE to remove & replace | Non-PQS and >15 years old |  | 2023-05-30 | Sousa Ribe | PIS E3/22-M | ARF | 18.2 | 1.2 | 0 | 21.26 | 210 | 15 | 2023 | 2023 | 1 | 0 | 0 | 0 | 0 | 1 |  |  |  | #N/A | 0 | 0 | 0 | 0 | #N/A | #N/A | #N/A | #N/A | #N/A | #N/A | #N/A | #N/A | #N/A | #N/A | #N/A | #N/A | #N/A | 2109 |  | 525
0 | INHAMBANE | SP | HOMOINE | CS Maganda | Refrigerator | PIS_refr | Electrolux | RCW 50DC/CF |  | Solar | 2008 | Functioning well |  |  |  |  | CCE to remove & replace | Non-PQS and >15 years old |  | 2023-05-30 | Sousa Ribe | PIS E3/93-M | SBRF | 24 | 4.8 | 0 | 25.36 | 104 | 15 | 2023 | 2023 | 1 | 0 | 0 | 0 | 0 | 1 |  |  |  | #N/A | 0 | 0 | 0 | 0 | #N/A | #N/A | #N/A | #N/A | #N/A | #N/A | #N/A | #N/A | #N/A | #N/A | #N/A | #N/A | #N/A | 2110 |  | 0
0 | INHAMBANE | SP | HOMOINE | CS Maiaice | Refrigerator | PQS_refr | Vestfrost | MK 304 |  | Electricity | 2020 | Functioning well |  |  |  |  | CCE not to replace |  |  | 2023-05-30 | Sousa Ribe | PQS E003/007 | ILR | 105 | 0 | 0 | 19.032 | 192 | 3 |  | 2035 | 0 | 0 | 0 | 0 | 0 | 0 |  |  |  | 0 | 0 | 0 | 0 | 0 | 0 | 19.032 | 19.032 | 19.032 | 19.032 | 19.032 | 95.16 | 192 | 192 | 192 | 192 | 192 | 960 | 2111 |  | 0
0 | INHAMBANE | SP | HOMOINE | CS Marrengo | Refrigerator | PIS_refr | Electrolux | RCW 50 EK |  | Kerosene | 2008 | Functioning well |  |  |  |  | CCE to remove & replace | Non-PQS and >15 years old |  | 2023-05-30 | Sousa Ribe | PIS E3/91-M | ARF | 24 | 0 | 0 | 25.36 | 240 | 15 | 2023 | 2023 | 1 | 0 | 0 | 0 | 0 | 1 |  |  |  | #N/A | 0 | 0 | 0 | 0 | #N/A | #N/A | #N/A | #N/A | #N/A | #N/A | #N/A | #N/A | #N/A | #N/A | #N/A | #N/A | #N/A | 2112 |  | 600
0 | INHAMBANE | SP | HOMOINE | CS Maxamale | Refrigerator | PIS_refr | Electrolux | RCW 50 AC |  | Electricity | 2008 | Functioning well |  |  |  |  | CCE to remove & replace | Non-PQS and >15 years old |  | 2023-05-30 | Sousa Ribe | PIS E3/94-M | CRF | 24 | 8 | 0 | 23.44 | 121.2 | 15 | 2023 | 2023 | 1 | 0 | 0 | 0 | 0 | 1 |  |  |  | #N/A | 0 | 0 | 0 | 0 | #N/A | #N/A | #N/A | #N/A | #N/A | #N/A | #N/A | #N/A | #N/A | #N/A | #N/A | #N/A | #N/A | 2113 |  | 0
0 | INHAMBANE | SP | HOMOINE | CS Nhamangue | Refrigerator | PIS_refr | Electrolux | RCW 50 AC |  | Electricity | 2008 | Functioning well |  |  |  |  | CCE to remove & replace | Non-PQS and >15 years old |  | 2023-05-30 | Sousa Ribe | PIS E3/94-M | CRF | 24 | 8 | 0 | 23.44 | 121.2 | 15 | 2023 | 2023 | 1 | 0 | 0 | 0 | 0 | 1 |  |  |  | #N/A | 0 | 0 | 0 | 0 | #N/A | #N/A | #N/A | #N/A | #N/A | #N/A | #N/A | #N/A | #N/A | #N/A | #N/A | #N/A | #N/A | 2114 |  | 0
0 | INHAMBANE | SP | HOMOINE | CS Pembe | Refrigerator | PIS_refr | Electrolux | RCW 50DC/CF |  | Solar | 2008 | Functioning well |  |  |  |  | CCE to remove & replace | Non-PQS and >15 years old |  | 2023-05-30 | Sousa Ribe | PIS E3/93-M | SBRF | 24 | 4.8 | 0 | 25.36 | 104 | 15 | 2023 | 2023 | 1 | 0 | 0 | 0 | 0 | 1 |  |  |  | #N/A | 0 | 0 | 0 | 0 | #N/A | #N/A | #N/A | #N/A | #N/A | #N/A | #N/A | #N/A | #N/A | #N/A | #N/A | #N/A | #N/A | 2115 |  | 0
0 | INHAMBANE | SP | HOMOINE | CS Quengue | Refrigerator | PQS_refr | Vestfrost | MK 144 |  | Electricity | 2020 | Functioning well |  |  |  |  | CCE not to replace |  |  | 2023-05-30 | Sousa Ribe | PQS E003/022 | ILR | 48 | 0 | 0 | 14.736 | 138 | 3 |  | 2035 | 0 | 0 | 0 | 0 | 0 | 0 |  |  |  | 0 | 0 | 0 | 0 | 0 | 0 | 14.736 | 14.736 | 14.736 | 14.736 | 14.736 | 73.68 | 138 | 138 | 138 | 138 | 138 | 690 | 2116 |  | 0
0 | INHAMBANE | SP | HOMOINE | CS. Inhamussua | Refrigerator | PQS_refr | Vestfrost | VLS 054 SDD Greenline |  | Solar | 2021 | Functioning well |  |  |  |  | CCE not to replace |  | CCEOP1 | 2023-05-30 | Sousa Ribe | PQS E003/041 | SDR | 55.5 | 0 | 0 | 57.48 | 52 | 2 |  | 2036 | 0 | 0 | 0 | 0 | 0 | 0 |  |  |  | 0 | 0 | 0 | 0 | 0 | 0 | 57.48 | 57.48 | 57.48 | 57.48 | 57.48 | 287.4 | 52 | 52 | 52 | 52 | 52 | 260 | 2117 |  | 0
0 | INHAMBANE | LD | CIDADE DE INHAMBANE | Depósito D. da Cidade de Inhambane | Refrigerator | PQS_refr | Vestfrost | VLS 054 SDD Greenline |  | Solar | 2021 | Functioning well |  |  |  |  | CCE not to replace |  | CCEOP1 | 2023-05-30 | Sousa Ribe | PQS E003/041 | SDR | 55.5 | 0 | 0 | 57.48 | 52 | 2 |  | 2036 | 0 | 0 | 0 | 0 | 0 | 0 |  |  |  | 0 | 0 | 0 | 0 | 0 | 0 | 57.48 | 57.48 | 57.48 | 57.48 | 57.48 | 287.4 | 52 | 52 | 52 | 52 | 52 | 260 | 2118 |  | 0
0 | INHAMBANE | LD | CIDADE DE INHAMBANE | Depósito D. da Cidade de Inhambane | Freezer | PQS_freezer | Vestfrost | MF 314 |  | Electricity | 2020 | Functioning well |  |  |  |  | CCE not to replace |  | CCEOP1 | 2023-05-30 | Sousa Ribe | PQS E003/023 | VWPF | 0 | 281 | 0 | 13.752 | 253.8 | 3 |  | 2035 | 0 | 0 | 0 | 0 | 0 | 0 |  |  |  | 0 | 0 | 0 | 0 | 0 | 0 | 13.752 | 13.752 | 13.752 | 13.752 | 13.752 | 68.76 | 253.8 | 253.8 | 253.8 | 253.8 | 253.8 | 1269 | 2119 |  | 0
0 | INHAMBANE | LD | CIDADE DE INHAMBANE | Depósito D. da Cidade de Inhambane | Refrigerator | PIS_refr | Electrolux | RCW 50 AC |  | Electricity | 2008 | Functioning well |  |  |  |  | CCE to remove & replace | Non-PQS and >15 years old |  | 2023-05-30 | Sousa Ribe | PIS E3/94-M | CRF | 24 | 8 | 0 | 23.44 | 121.2 | 15 | 2023 | 2023 | 1 | 0 | 0 | 0 | 0 | 1 |  |  |  | #N/A | 0 | 0 | 0 | 0 | #N/A | #N/A | #N/A | #N/A | #N/A | #N/A | #N/A | #N/A | #N/A | #N/A | #N/A | #N/A | #N/A | 2120 |  | 0
0 | INHAMBANE | LD | CIDADE DE INHAMBANE | Depósito D. da Cidade de Inhambane | Freezer | PQS_freezer | Vestfrost | MF 314 |  | Electricity | 2020 | Functioning well |  |  |  |  | CCE not to replace |  | CCEOP1 | 2023-05-30 | Sousa Ribe | PQS E003/023 | VWPF | 0 | 281 | 0 | 13.752 | 253.8 | 3 |  | 2035 | 0 | 0 | 0 | 0 | 0 | 0 |  |  |  | 0 | 0 | 0 | 0 | 0 | 0 | 13.752 | 13.752 | 13.752 | 13.752 | 13.752 | 68.76 | 253.8 | 253.8 | 253.8 | 253.8 | 253.8 | 1269 | 2121 |  | 0
0 | INHAMBANE | SP | CIDADE DE INHAMBANE | C.S. Urbano | Refrigerator | PIS_refr | Electrolux | RCW 50DC/CF |  | Solar | 2008 | Functioning well |  |  |  |  | CCE to remove & replace | Non-PQS and >15 years old |  | 2023-05-30 | Sousa Ribe | PIS E3/93-M | SBRF | 24 | 4.8 | 0 | 25.36 | 104 | 15 | 2023 | 2023 | 1 | 0 | 0 | 0 | 0 | 1 |  |  |  | #N/A | 0 | 0 | 0 | 0 | #N/A | #N/A | #N/A | #N/A | #N/A | #N/A | #N/A | #N/A | #N/A | #N/A | #N/A | #N/A | #N/A | 2122 |  | 0
0 | INHAMBANE | SP | CIDADE DE INHAMBANE | CS Conguiana | Refrigerator | PQS_refr | Vestfrost | MK 144 |  | Electricity | 2020 | Functioning well |  |  |  |  | CCE not to replace |  |  | 2023-05-30 | Sousa Ribe | PQS E003/022 | ILR | 48 | 0 | 0 | 14.736 | 138 | 3 |  | 2035 | 0 | 0 | 0 | 0 | 0 | 0 |  |  |  | 0 | 0 | 0 | 0 | 0 | 0 | 14.736 | 14.736 | 14.736 | 14.736 | 14.736 | 73.68 | 138 | 138 | 138 | 138 | 138 | 690 | 2123 |  | 0
0 | INHAMBANE | SP | CIDADE DE INHAMBANE | CS Guiua | Refrigerator | PIS_refr | Electrolux | RCW 42 EK/CF |  | Kerosene | 2008 | Functioning well |  |  |  |  | CCE to remove & replace | Non-PQS and >15 years old |  | 2023-05-30 | Sousa Ribe | PIS E3/22-M | ARF | 18.2 | 1.2 | 0 | 21.26 | 210 | 15 | 2023 | 2023 | 1 | 0 | 0 | 0 | 0 | 1 |  |  |  | #N/A | 0 | 0 | 0 | 0 | #N/A | #N/A | #N/A | #N/A | #N/A | #N/A | #N/A | #N/A | #N/A | #N/A | #N/A | #N/A | #N/A | 2124 |  | 525
0 | INHAMBANE | SP | CIDADE DE INHAMBANE | CS J Machel | Refrigerator | PIS_refr | Electrolux | RCW 50DC/CF |  | Solar | 2008 | Functioning well |  |  |  |  | CCE to remove & replace | Non-PQS and >15 years old |  | 2023-05-30 | Sousa Ribe | PIS E3/93-M | SBRF | 24 | 4.8 | 0 | 25.36 | 104 | 15 | 2023 | 2023 | 1 | 0 | 0 | 0 | 0 | 1 |  |  |  | #N/A | 0 | 0 | 0 | 0 | #N/A | #N/A | #N/A | #N/A | #N/A | #N/A | #N/A | #N/A | #N/A | #N/A | #N/A | #N/A | #N/A | 2125 |  | 0
0 | INHAMBANE | SP | CIDADE DE INHAMBANE | CS Muelé | Refrigerator | PQS_refr | Vestfrost | MK 304 |  | Electricity | 2020 | Functioning well |  |  |  |  | CCE not to replace |  |  | 2023-05-30 | Sousa Ribe | PQS E003/007 | ILR | 105 | 0 | 0 | 19.032 | 192 | 3 |  | 2035 | 0 | 0 | 0 | 0 | 0 | 0 |  |  |  | 0 | 0 | 0 | 0 | 0 | 0 | 19.032 | 19.032 | 19.032 | 19.032 | 19.032 | 95.16 | 192 | 192 | 192 | 192 | 192 | 960 | 2126 |  | 0
0 | INHAMBANE | SP | CIDADE DE INHAMBANE | CS Salela | Refrigerator | PIS_refr | Electrolux | RCW 50 EK |  | Kerosene | 2008 | Functioning well |  |  |  |  | CCE to remove & replace | Non-PQS and >15 years old |  | 2023-05-30 | Sousa Ribe | PIS E3/91-M | ARF | 24 | 0 | 0 | 25.36 | 240 | 15 | 2023 | 2023 | 1 | 0 | 0 | 0 | 0 | 1 |  |  |  | #N/A | 0 | 0 | 0 | 0 | #N/A | #N/A | #N/A | #N/A | #N/A | #N/A | #N/A | #N/A | #N/A | #N/A | #N/A | #N/A | #N/A | 2127 |  | 600
0 | INHAMBANE | SP | CIDADE DE INHAMBANE | CSMucucune | Refrigerator | PIS_refr | Electrolux | RCW 50 AC |  | Electricity | 2008 | Functioning well |  |  |  |  | CCE to remove & replace | Non-PQS and >15 years old |  | 2023-05-30 | Sousa Ribe | PIS E3/94-M | CRF | 24 | 8 | 0 | 23.44 | 121.2 | 15 | 2023 | 2023 | 1 | 0 | 0 | 0 | 0 | 1 |  |  |  | #N/A | 0 | 0 | 0 | 0 | #N/A | #N/A | #N/A | #N/A | #N/A | #N/A | #N/A | #N/A | #N/A | #N/A | #N/A | #N/A | #N/A | 2128 |  | 0
0 | INHAMBANE | SP | CIDADE DE INHAMBANE | Hospital Provincial Inhambane | Refrigerator | PIS_refr | Electrolux | RCW 50 AC |  | Electricity | 2008 | Functioning well |  |  |  |  | CCE to remove & replace | Non-PQS and >15 years old |  | 2023-05-30 | Sousa Ribe | PIS E3/94-M | CRF | 24 | 8 | 0 | 23.44 | 121.2 | 15 | 2023 | 2023 | 1 | 0 | 0 | 0 | 0 | 1 |  |  |  | #N/A | 0 | 0 | 0 | 0 | #N/A | #N/A | #N/A | #N/A | #N/A | #N/A | #N/A | #N/A | #N/A | #N/A | #N/A | #N/A | #N/A | 2129 |  | 0
0 | INHAMBANE | SP | CIDADE DE INHAMBANE | Hospital Provincial Inhambane | Refrigerator | PIS_refr | Electrolux | RCW 50DC/CF |  | Solar | 2008 | Functioning well |  |  |  |  | CCE to remove & replace | Non-PQS and >15 years old |  | 2023-05-30 | Sousa Ribe | PIS E3/93-M | SBRF | 24 | 4.8 | 0 | 25.36 | 104 | 15 | 2023 | 2023 | 1 | 0 | 0 | 0 | 0 | 1 |  |  |  | #N/A | 0 | 0 | 0 | 0 | #N/A | #N/A | #N/A | #N/A | #N/A | #N/A | #N/A | #N/A | #N/A | #N/A | #N/A | #N/A | #N/A | 2130 |  | 0
0 | NAMPULA | SN1 |  | Armazém Provincial de Vacinas de Nampula | WICR | WICFR | Porkka | WICR-40m3 |  | Electricity | 2021 | Functioning well |  |  |  |  | CCE not to replace |  |  | 2023-09-23 | Sousa Ribe | WICFR | WICR-40 | 9523.8095 | 0 | 0 | 569.8434 | 5088 | 2 |  | 2036 | 0 | 0 | 0 | 0 | 0 | 0 |  |  |  | 0 | 0 | 0 | 0 | 0 | 0 | 569.8434 | 569.8434 | 569.8434 | 569.8434 | 569.8434 | 2849.217 | 5088 | 5088 | 5088 | 5088 | 5088 | 25440 |  |  | 0
0 | NAMPULA | SN1 |  | Armazém Provincial de Vacinas de Nampula | WICR | WICFR | Porkka | WICR-40m3 |  | Electricity | 2021 | Functioning well |  |  |  |  | CCE not to replace |  |  | 2023-09-23 | Sousa Ribe | WICFR | WICR-40 | 9523.8095 | 0 | 0 | 569.8434 | 5088 | 2 |  | 2036 | 0 | 0 | 0 | 0 | 0 | 0 |  |  |  | 0 | 0 | 0 | 0 | 0 | 0 | 569.8434 | 569.8434 | 569.8434 | 569.8434 | 569.8434 | 2849.217 | 5088 | 5088 | 5088 | 5088 | 5088 | 25440 |  |  | 0
0 | NAMPULA | SN1 |  | Armazém Provincial de Vacinas de Nampula | WICR | WICFR | Porkka | WICR-40m3 |  | Electricity | 2021 | Functioning well |  |  |  |  | CCE not to replace |  |  | 2023-09-23 | Sousa Ribe | WICFR | WICR-40 | 9523.8095 | 0 | 0 | 569.8434 | 5088 | 2 |  | 2036 | 0 | 0 | 0 | 0 | 0 | 0 |  |  |  | 0 | 0 | 0 | 0 | 0 | 0 | 569.8434 | 569.8434 | 569.8434 | 569.8434 | 569.8434 | 2849.217 | 5088 | 5088 | 5088 | 5088 | 5088 | 25440 |  |  | 0
0 | SOFALA | SN1 |  | Armazém Provincial de Vacinas de Sofala | WICR | WICFR | Porkka | WICR-30m3 |  | Electricity | 2023 | Functioning well |  |  |  |  | CCE not to replace |  |  | 2023-02-28 | Sousa Ribe | WICFR | WICR-30 | 7692.3077 | 0 | 0 | 535.5 | 2956.8 | 0 |  | 2038 | 0 | 0 | 0 | 0 | 0 | 0 |  |  |  | 0 | 0 | 0 | 0 | 0 | 0 | 535.5 | 535.5 | 535.5 | 535.5 | 535.5 | 2677.5 | 2956.8 | 2956.8 | 2956.8 | 2956.8 | 2956.8 | 14784 |  |  | 0
0 | SOFALA | SN1 |  | Armazém Provincial de Vacinas de Sofala | WICR | WICFR | Porkka | WICR-30m3 |  | Electricity | 2023 | Functioning well |  |  |  |  | CCE not to replace |  |  | 2023-02-28 | Sousa Ribe | WICFR | WICR-30 | 7692.3077 | 0 | 0 | 535.5 | 2956.8 | 0 |  | 2038 | 0 | 0 | 0 | 0 | 0 | 0 |  |  |  | 0 | 0 | 0 | 0 | 0 | 0 | 535.5 | 535.5 | 535.5 | 535.5 | 535.5 | 2677.5 | 2956.8 | 2956.8 | 2956.8 | 2956.8 | 2956.8 | 14784 |  |  | 0
0 | MAPUTO PROVÍNCIA | SN1 |  | Armazém Provincial de Vacinas de Maputo Província | WICR | WICFR | Porkka | WICR-30m3 |  | Electricity | 2023 | Functioning well |  |  |  |  | CCE not to replace |  |  | 2023-03-30 | Sousa Ribe | WICFR | WICR-30 | 7692.3077 | 0 | 0 | 535.5 | 2956.8 | 0 |  | 2038 | 0 | 0 | 0 | 0 | 0 | 0 |  |  |  | 0 | 0 | 0 | 0 | 0 | 0 | 535.5 | 535.5 | 535.5 | 535.5 | 535.5 | 2677.5 | 2956.8 | 2956.8 | 2956.8 | 2956.8 | 2956.8 | 14784 |  |  | 0
0 | MAPUTO PROVÍNCIA | SP | BOANE | CS Beleluane | Refrigerator | PQS_refr | Vestfrost | MK 144 |  | Electricity | 2008 | Not functional, for breakage |  |  |  |  | CCE to remove w/o replacement | Non-PQS, non-PQS and damaged |  | 2023-03-30 | Sousa Ribe | PQS E003/022 | ILR | 48 | 0 | 0 | 14.736 | 138 | 15 | 2023 | [6 empty] | 0 |  |  |  | 0 | 0 | 0 | 0 | 0 | 0 | 0 | 0 | 0 | 0 | 0 | 0 | 0 | 0 | 0 | 0 | 0 | 0 | 2137 |  | 0
0 | MAPUTO PROVÍNCIA | SP | BOANE | CS Mabanja | Refrigerator | PQS_refr | B Medical Systems Sarl (Dometic) | TCW 80 AC |  | Electricity | 2021 | Functioning well |  |  |  |  | CCE not to replace |  |  | 2023-03-30 | Sousa Ribe | PQS E003/101 | ILR | 80.5 | 0 | 0 | 71.808 | 69.6 | 2 |  | 2036 | 0 | 0 | 0 | 0 | 0 | 0 |  |  |  | 0 | 0 | 0 | 0 | 0 | 0 | 71.808 | 71.808 | 71.808 | 71.808 | 71.808 | 359.04 | 69.6 | 69.6 | 69.6 | 69.6 | 69.6 | 348 | 2138 |  | 0
0 | MAPUTO PROVÍNCIA | SP | BOANE | CS Picoco | Refrigerator | PQS_refr | B Medical Systems Sarl (Dometic) | TCW 80 AC |  | Electricity | 2021 | Functioning well |  |  |  |  | CCE not to replace |  |  | 2023-03-30 | Sousa Ribe | PQS E003/101 | ILR | 80.5 | 0 | 0 | 71.808 | 69.6 | 2 |  | 2036 | 0 | 0 | 0 | 0 | 0 | 0 |  |  |  | 0 | 0 | 0 | 0 | 0 | 0 | 71.808 | 71.808 | 71.808 | 71.808 | 71.808 | 359.04 | 69.6 | 69.6 | 69.6 | 69.6 | 69.6 | 348 | 2139 |  | 0
0 | MAPUTO PROVÍNCIA | SP | BOANE | CS Tchonissa | Refrigerator | PQS_refr | Vestfrost | MK 144 |  | Electricity | 2019 | Functioning well |  |  |  |  | CCE not to replace |  |  | 2023-03-30 | Sousa Ribe | PQS E003/022 | ILR | 48 | 0 | 0 | 14.736 | 138 | 4 |  | 2034 | 0 | 0 | 0 | 0 | 0 | 0 |  |  |  | 0 | 0 | 0 | 0 | 0 | 0 | 14.736 | 14.736 | 14.736 | 14.736 | 14.736 | 73.68 | 138 | 138 | 138 | 138 | 138 | 690 | 2140 |  | 0
0 | MAPUTO PROVÍNCIA | SP | BOANE | PS Águas de Maputo | Refrigerator | PQS_refr | Vestfrost | MK 144 |  | Electricity | 2008 | Not functional, for breakage |  |  |  |  | CCE to remove w/o replacement | Non-PQS, non-PQS and damaged |  | 2023-03-30 | Sousa Ribe | PQS E003/022 | ILR | 48 | 0 | 0 | 14.736 | 138 | 15 | 2023 | [6 empty] | 0 |  |  |  | 0 | 0 | 0 | 0 | 0 | 0 | 0 | 0 | 0 | 0 | 0 | 0 | 0 | 0 | 0 | 0 | 0 | 0 | 2141 |  | 0
0 | MAPUTO PROVÍNCIA | SP | MANHIÇA | CS Chichongue | Refrigerator | PQS_refr | Vestfrost | MK 144 |  | Electricity | 2021 | Functioning well |  |  |  |  | CCE not to replace |  |  | 2023-03-30 | Sousa Ribe | PQS E003/022 | ILR | 48 | 0 | 0 | 14.736 | 138 | 2 |  | 2036 | 0 | 0 | 0 | 0 | 0 | 0 |  |  |  | 0 | 0 | 0 | 0 | 0 | 0 | 14.736 | 14.736 | 14.736 | 14.736 | 14.736 | 73.68 | 138 | 138 | 138 | 138 | 138 | 690 | 2142 |  | 0
0 | MAPUTO PROVÍNCIA | SP | MANHIÇA | CS Lagoa Phati | Refrigerator | PQS_refr | Vestfrost | MK 144 |  | Electricity | 2008 | Not functional, for breakage |  |  |  |  | CCE to remove w/o replacement | Non-PQS, non-PQS and damaged |  | 2023-03-30 | Sousa Ribe | PQS E003/022 | ILR | 48 | 0 | 0 | 14.736 | 138 | 15 | 2023 | [6 empty] | 0 |  |  |  | 0 | 0 | 0 | 0 | 0 | 0 | 0 | 0 | 0 | 0 | 0 | 0 | 0 | 0 | 0 | 0 | 0 | 0 | 2143 |  | 0
0 | MAPUTO PROVÍNCIA | SP | MANHIÇA | CS Magaba | Refrigerator | PQS_refr | Vestfrost | MK 144 |  | Electricity | 2008 | Not functional, for breakage |  |  |  |  | CCE to remove w/o replacement | Non-PQS, non-PQS and damaged |  | 2023-03-30 | Sousa Ribe | PQS E003/022 | ILR | 48 | 0 | 0 | 14.736 | 138 | 15 | 2023 | [6 empty] | 0 |  |  |  | 0 | 0 | 0 | 0 | 0 | 0 | 0 | 0 | 0 | 0 | 0 | 0 | 0 | 0 | 0 | 0 | 0 | 0 | 2144 |  | 0
0 | MAPUTO PROVÍNCIA | SP | MANHIÇA | CS Xinavane | Refrigerator | PQS_refr | Vestfrost | MK 144 |  | Electricity | 2019 | Functioning well |  |  |  |  | CCE not to replace |  |  | 2023-03-30 | Sousa Ribe | PQS E003/022 | ILR | 48 | 0 | 0 | 14.736 | 138 | 4 |  | 2034 | 0 | 0 | 0 | 0 | 0 | 0 |  |  |  | 0 | 0 | 0 | 0 | 0 | 0 | 14.736 | 14.736 | 14.736 | 14.736 | 14.736 | 73.68 | 138 | 138 | 138 | 138 | 138 | 690 | 2145 |  | 0
0 | MAPUTO PROVÍNCIA | SP | MANHIÇA | CS Zonguene | Refrigerator | PQS_refr | Vestfrost | MK 144 |  | Electricity | 2019 | Functioning well |  |  |  |  | CCE not to replace |  |  | 2023-03-30 | Sousa Ribe | PQS E003/022 | ILR | 48 | 0 | 0 | 14.736 | 138 | 4 |  | 2034 | 0 | 0 | 0 | 0 | 0 | 0 |  |  |  | 0 | 0 | 0 | 0 | 0 | 0 | 14.736 | 14.736 | 14.736 | 14.736 | 14.736 | 73.68 | 138 | 138 | 138 | 138 | 138 | 690 | 2146 |  | 0
0 | MAPUTO PROVÍNCIA | SP | MARRACUENE | CS Agostinho Neto | Refrigerator | PQS_refr | Vestfrost | MK 144 |  | Electricity | 2019 | Functioning well |  |  |  |  | CCE not to replace |  |  | 2023-03-30 | Sousa Ribe | PQS E003/022 | ILR | 48 | 0 | 0 | 14.736 | 138 | 4 |  | 2034 | 0 | 0 | 0 | 0 | 0 | 0 |  |  |  | 0 | 0 | 0 | 0 | 0 | 0 | 14.736 | 14.736 | 14.736 | 14.736 | 14.736 | 73.68 | 138 | 138 | 138 | 138 | 138 | 690 | 2147 |  | 0
0 | MAPUTO PROVÍNCIA | SP | MARRACUENE | CS Macaneta | Refrigerator | PQS_refr | Vestfrost | MK 144 |  | Electricity | 2019 | Functioning well |  | CCE not to replace |  |  | CCE not to replace |  |  | 2023-03-30 | Sousa Ribe | PQS E003/022 | ILR | 48 | 0 | 0 | 14.736 | 138 | 4 |  | 2034 | 0 | 0 | 0 | 0 | 0 | 0 |  |  |  | 0 | 0 | 0 | 0 | 0 | 0 | 14.736 | 14.736 | 14.736 | 14.736 | 14.736 | 73.68 | 138 | 138 | 138 | 138 | 138 | 690 | 2148 |  | 0
0 | MAPUTO PROVÍNCIA | SP | MATOLA | CS Malhapsene | Refrigerator | PQS_refr | Vestfrost | VLS 404A AC |  | Electricity | 2020 | Functioning well |  |  |  |  | CCE not to replace |  |  | 2023-03-30 | Sousa Ribe | PQS E003/112 | ILR | 145 | 0 | 0 | 25.08 | 41.4 | 3 |  | 2035 | 0 | 0 | 0 | 0 | 0 | 0 |  |  |  | 0 | 0 | 0 | 0 | 0 | 0 | 25.08 | 25.08 | 25.08 | 25.08 | 25.08 | 125.4 | 41.4 | 41.4 | 41.4 | 41.4 | 41.4 | 207 | 2149 |  | 0
0 | MAPUTO PROVÍNCIA | SP | MATOLA | CS Bedene | Refrigerator | PQS_refr | Vestfrost | MK 144 |  | Electricity | 2019 | Functioning well |  |  |  |  | CCE not to replace |  |  | 2023-03-30 | Sousa Ribe | PQS E003/022 | ILR | 48 | 0 | 0 | 14.736 | 138 | 4 |  | 2034 | 0 | 0 | 0 | 0 | 0 | 0 |  |  |  | 0 | 0 | 0 | 0 | 0 | 0 | 14.736 | 14.736 | 14.736 | 14.736 | 14.736 | 73.68 | 138 | 138 | 138 | 138 | 138 | 690 | 2150 |  | 0
0 | MAPUTO PROVÍNCIA | SP | MATOLA | CS Boquisso | Refrigerator | PQS_refr | Vestfrost | MK 144 |  | Electricity | 2019 | Functioning well |  |  |  |  | CCE not to replace |  |  | 2023-03-30 | Sousa Ribe | PQS E003/022 | ILR | 48 | 0 | 0 | 14.736 | 138 | 4 |  | 2034 | 0 | 0 | 0 | 0 | 0 | 0 |  |  |  | 0 | 0 | 0 | 0 | 0 | 0 | 14.736 | 14.736 | 14.736 | 14.736 | 14.736 | 73.68 | 138 | 138 | 138 | 138 | 138 | 690 | 2151 |  | 0
0 | MAPUTO PROVÍNCIA | SP | MATOLA | CS Civico Machava | Refrigerator | PQS_refr | Vestfrost | MK 144 |  | Electricity | 2019 | Functioning well |  |  |  |  | CCE not to replace |  |  | 2023-03-30 | Sousa Ribe | PQS E003/022 | ILR | 48 | 0 | 0 | 14.736 | 138 | 4 |  | 2034 | 0 | 0 | 0 | 0 | 0 | 0 |  |  |  | 0 | 0 | 0 | 0 | 0 | 0 | 14.736 | 14.736 | 14.736 | 14.736 | 14.736 | 73.68 | 138 | 138 | 138 | 138 | 138 | 690 | 2152 |  | 0
0 | MAPUTO PROVÍNCIA | SP | MATOLA | CS Matola C | Refrigerator | PQS_refr | Vestfrost | MK 144 |  | Electricity | 2019 | Functioning well |  |  |  |  | CCE not to replace |  |  | 2023-03-30 | Sousa Ribe | PQS E003/022 | ILR | 48 | 0 | 0 | 14.736 | 138 | 4 |  | 2034 | 0 | 0 | 0 | 0 | 0 | 0 |  |  |  | 0 | 0 | 0 | 0 | 0 | 0 | 14.736 | 14.736 | 14.736 | 14.736 | 14.736 | 73.68 | 138 | 138 | 138 | 138 | 138 | 690 | 2153 |  | 0
0 | MAPUTO PROVÍNCIA | SP | MATOLA | CS Matola Santos | Refrigerator | PQS_refr | Vestfrost | MK 144 |  | Electricity | 2019 | Functioning well |  |  |  |  | CCE not to replace |  |  | 2023-03-30 | Sousa Ribe | PQS E003/022 | ILR | 48 | 0 | 0 | 14.736 | 138 | 4 |  | 2034 | 0 | 0 | 0 | 0 | 0 | 0 |  |  |  | 0 | 0 | 0 | 0 | 0 | 0 | 14.736 | 14.736 | 14.736 | 14.736 | 14.736 | 73.68 | 138 | 138 | 138 | 138 | 138 | 690 | 2154 |  | 0
0 | MAPUTO PROVÍNCIA | SP | MATOLA | CS Nkobe | Refrigerator | PQS_refr | Vestfrost | MK 144 |  | Electricity | 2019 | Functioning well |  |  |  |  | CCE not to replace |  |  | 2023-03-30 | Sousa Ribe | PQS E003/022 | ILR | 48 | 0 | 0 | 14.736 | 138 | 4 |  | 2034 | 0 | 0 | 0 | 0 | 0 | 0 |  |  |  | 0 | 0 | 0 | 0 | 0 | 0 | 14.736 | 14.736 | 14.736 | 14.736 | 14.736 | 73.68 | 138 | 138 | 138 | 138 | 138 | 690 | 2155 |  | 0
0 | MAPUTO PROVÍNCIA | SP | MATUTUINE | CS Catuane | Refrigerator | PQS_refr | Vestfrost | MK 144 |  | Electricity | 2019 | Functioning well |  |  |  |  | CCE not to replace |  |  | 2023-03-30 | Sousa Ribe | PQS E003/022 | ILR | 48 | 0 | 0 | 14.736 | 138 | 4 |  | 2034 | 0 | 0 | 0 | 0 | 0 | 0 |  |  |  | 0 | 0 | 0 | 0 | 0 | 0 | 14.736 | 14.736 | 14.736 | 14.736 | 14.736 | 73.68 | 138 | 138 | 138 | 138 | 138 | 690 | 2156 |  | 0
0 | MAPUTO PROVÍNCIA | SP | MATUTUINE | CS Gueveza | Refrigerator | PQS_refr | Vestfrost | MK 144 |  | Electricity | 2019 | Functioning well |  |  |  |  | CCE not to replace |  |  | 2023-03-30 | Sousa Ribe | PQS E003/022 | ILR | 48 | 0 | 0 | 14.736 | 138 | 4 |  | 2034 | 0 | 0 | 0 | 0 | 0 | 0 |  |  |  | 0 | 0 | 0 | 0 | 0 | 0 | 14.736 | 14.736 | 14.736 | 14.736 | 14.736 | 73.68 | 138 | 138 | 138 | 138 | 138 | 690 | 2157 |  | 0
0 | MAPUTO PROVÍNCIA | SP | MATUTUINE | CS Santa Maria | Refrigerator | PQS_refr | Vestfrost | MK 144 |  | Electricity | 2019 | Functioning well |  |  |  |  | CCE not to replace |  |  | 2023-03-30 | Sousa Ribe | PQS E003/022 | ILR | 48 | 0 | 0 | 14.736 | 138 | 4 |  | 2034 | 0 | 0 | 0 | 0 | 0 | 0 |  |  |  | 0 | 0 | 0 | 0 | 0 | 0 | 14.736 | 14.736 | 14.736 | 14.736 | 14.736 | 73.68 | 138 | 138 | 138 | 138 | 138 | 690 | 2158 |  | 0
0 | MAPUTO PROVÍNCIA | SP | MOAMBA | CS Corumane | Refrigerator | PQS_refr | Vestfrost | MK 144 |  | Electricity | 2019 | Functioning well |  |  |  |  | CCE not to replace |  |  | 2023-03-30 | Sousa Ribe | PQS E003/022 | ILR | 48 | 0 | 0 | 14.736 | 138 | 4 |  | 2034 | 0 | 0 | 0 | 0 | 0 | 0 |  |  |  | 0 | 0 | 0 | 0 | 0 | 0 | 14.736 | 14.736 | 14.736 | 14.736 | 14.736 | 73.68 | 138 | 138 | 138 | 138 | 138 | 690 | 2159 |  | 0
0 | MAPUTO PROVÍNCIA | SP | MOAMBA | CS Nkolele | Refrigerator | PQS_refr | Vestfrost | MK 144 |  | Electricity | 2019 | Functioning well |  |  |  |  | CCE not to replace |  |  | 2023-03-30 | Sousa Ribe | PQS E003/022 | ILR | 48 | 0 | 0 | 14.736 | 138 | 4 |  | 2034 | 0 | 0 | 0 | 0 | 0 | 0 |  |  |  | 0 | 0 | 0 | 0 | 0 | 0 | 14.736 | 14.736 | 14.736 | 14.736 | 14.736 | 73.68 | 138 | 138 | 138 | 138 | 138 | 690 | 2160 |  | 0
0 | MAPUTO PROVÍNCIA | SP | NAMAACHA | CS Matsequenha | Refrigerator | PQS_refr | Vestfrost | MK 144 |  | Electricity | 2019 | Functioning well |  |  |  |  | CCE not to replace |  |  | 2023-03-30 | Sousa Ribe | PQS E003/022 | ILR | 48 | 0 | 0 | 14.736 | 138 | 4 |  | 2034 | 0 | 0 | 0 | 0 | 0 | 0 |  |  |  | 0 | 0 | 0 | 0 | 0 | 0 | 14.736 | 14.736 | 14.736 | 14.736 | 14.736 | 73.68 | 138 | 138 | 138 | 138 | 138 | 690 | 2161 |  | 0
0 | Gaza | SP | CHIBUTO | CS Celula Mussavene | Refrigerator | PIS_refr | Electrolux | RCW 50 AC |  | Electricity | 2008 | Functioning well |  |  |  |  | CCE to remove & replace | Non-PQS and >15 years old |  | 2023-05-30 | Sousa Ribe | PIS E3/94-M | CRF | 24 | 8 | 0 | 23.44 | 121.2 | 15 | 2023 | 2023 | 1 | 0 | 0 | 0 | 0 | 1 |  |  |  | #N/A | 0 | 0 | 0 | 0 | #N/A | #N/A | #N/A | #N/A | #N/A | #N/A | #N/A | #N/A | #N/A | #N/A | #N/A | #N/A | #N/A | 2162 |  | 0
0 | Gaza | SP | CHIBUTO | CS Funguane | Refrigerator | PQS_refr | Vestfrost | VLS 054 SDD Greenline |  | Solar | 2021 | Functioning well |  |  |  |  | CCE not to replace |  |  | 2023-03-30 | Sousa Ribe | PQS E003/041 | SDR | 55.5 | 0 | 0 | 57.48 | 52 | 2 |  | 2036 | 0 | 0 | 0 | 0 | 0 | 0 |  |  |  | 0 | 0 | 0 | 0 | 0 | 0 | 57.48 | 57.48 | 57.48 | 57.48 | 57.48 | 287.4 | 52 | 52 | 52 | 52 | 52 | 260 | 2163 |  | 0
0 | Gaza | SP | CHIBUTO | CS Hate-Hate | Refrigerator | PQS_refr | Vestfrost | VLS 054A SDD Greenline |  | Solar | 2021 | Functioning well |  |  |  |  | CCE not to replace |  |  | 2023-03-30 | Sousa Ribe | PQS E003/106 | SDR | 55.5 | 0 | 0 | 70.176 | 52 | 2 |  | 2036 | 0 | 0 | 0 | 0 | 0 | 0 |  |  |  | 0 | 0 | 0 | 0 | 0 | 0 | 70.176 | 70.176 | 70.176 | 70.176 | 70.176 | 350.88 | 52 | 52 | 52 | 52 | 52 | 260 | 2164 |  | 0
0 | Gaza | SP | CHIBUTO | CS Nwahamuza | Refrigerator | PQS_refr | Vestfrost | MK 144 |  | Electricity | 2019 | Functioning well |  | 45015 | Sousa Ribe |  | CCE not to replace |  |  | 2023-03-30 | Sousa Ribe | PQS E003/022 | ILR | 48 | 0 | 0 | 14.736 | 138 | 4 |  | 2034 | 0 | 0 | 0 | 0 | 0 | 0 |  |  |  | 0 | 0 | 0 | 0 | 0 | 0 | 14.736 | 14.736 | 14.736 | 14.736 | 14.736 | 73.68 | 138 | 138 | 138 | 138 | 138 | 690 | 2165 |  | 0
0 | Gaza | SP | CHICUALACUALA | CS Cunguma | Refrigerator | PQS_refr | Vestfrost | VLS 054A SDD Greenline |  | Solar | 2021 | Functioning well |  |  |  |  | CCE not to replace |  |  | 2023-03-30 | Sousa Ribe | PQS E003/106 | SDR | 55.5 | 0 | 0 | 70.176 | 52 | 2 |  | 2036 | 0 | 0 | 0 | 0 | 0 | 0 |  |  |  | 0 | 0 | 0 | 0 | 0 | 0 | 70.176 | 70.176 | 70.176 | 70.176 | 70.176 | 350.88 | 52 | 52 | 52 | 52 | 52 | 260 | 2166 |  | 0
0 | Gaza | SP | CHICUALACUALA | CS Mugambane | Refrigerator | PIS_refr | Electrolux | RCW 50 AC |  | Electricity | 2008 | Functioning well |  |  |  |  | CCE to remove & replace | Non-PQS and >15 years old |  | 2023-03-30 | Sousa Ribe | PIS E3/94-M | CRF | 24 | 8 | 0 | 23.44 | 121.2 | 15 | 2023 | 2023 | 1 | 0 | 0 | 0 | 0 | 1 |  |  |  | #N/A | 0 | 0 | 0 | 0 | #N/A | #N/A | #N/A | #N/A | #N/A | #N/A | #N/A | #N/A | #N/A | #N/A | #N/A | #N/A | #N/A | 2167 |  | 0
0 | Gaza | SP | CHICUALACUALA | CS Nhanale | Refrigerator | PQS_refr | Vestfrost | VLS 056 RF SDD |  | Solar | 2022 | Functioning well |  |  |  |  | CCE not to replace |  | CCEOP1 | 2023-05-30 | Sousa Ribe | PQS E003/092 | SDRF | 36 | 34.3 | 0 | 116.04 | 52 | 1 |  | 2037 | 0 | 0 | 0 | 0 | 0 | 0 |  |  |  | 0 | 0 | 0 | 0 | 0 | 0 | 116.04 | 116.04 | 116.04 | 116.04 | 116.04 | 580.2 | 52 | 52 | 52 | 52 | 52 | 260 | 2168 |  | 0
0 | Gaza | SP | CHICUALACUALA | CS Saute | Refrigerator | PQS_refr | Vestfrost | VLS 054A SDD Greenline |  | Solar | 2021 | Functioning well |  |  |  |  | CCE not to replace |  |  | 2023-08-21 | Sousa Ribe | PQS E003/106 | SDR | 55.5 | 0 | 0 | 70.176 | 52 | 2 |  | 2036 | 0 | 0 | 0 | 0 | 0 | 0 |  |  |  | 0 | 0 | 0 | 0 | 0 | 0 | 70.176 | 70.176 | 70.176 | 70.176 | 70.176 | 350.88 | 52 | 52 | 52 | 52 | 52 | 260 | 2169 |  | 0
0 | Gaza | SP | CHOKWÉ | CS Chiaquelane Reassentamento | Refrigerator | PQS_refr | Vestfrost | MK 144 |  | Electricity | 2019 | Functioning well |  |  |  |  | CCE not to replace |  |  | 2023-03-30 | Sousa Ribe | PQS E003/022 | ILR | 48 | 0 | 0 | 14.736 | 138 | 4 |  | 2034 | 0 | 0 | 0 | 0 | 0 | 0 |  |  |  | 0 | 0 | 0 | 0 | 0 | 0 | 14.736 | 14.736 | 14.736 | 14.736 | 14.736 | 73.68 | 138 | 138 | 138 | 138 | 138 | 690 | 2170 |  | 0
0 | Gaza | SP | CHOKWÉ | PS Chiguidela | Refrigerator | PQS_refr | B Medical Systems Sarl (Dometic) | TCW 3000 AC |  | Electricity | 2015 | Functioning well |  |  |  |  | CCE not to replace |  |  | 2023-03-30 | Sousa Ribe | PQS E003/017 | ILRorF | 150 | 150 | 0 | 62.76 | 82.2 | 8 |  | 2030 | 0 | 0 | 0 | 0 | 0 | 0 |  |  |  | 0 | 0 | 0 | 0 | 0 | 0 | 62.76 | 62.76 | 62.76 | 62.76 | 62.76 | 313.8 | 82.2 | 82.2 | 82.2 | 82.2 | 82.2 | 411 | 2171 |  | 0
0 | Gaza | SP | CHOKWÉ | PS de Zuza | Refrigerator | PQS_refr | Vestfrost | MK 144 |  | Electricity | 2019 | Functioning well |  |  |  |  | CCE not to replace |  |  | 2023-03-30 | Sousa Ribe | PQS E003/022 | ILR | 48 | 0 | 0 | 14.736 | 138 | 4 |  | 2034 | 0 | 0 | 0 | 0 | 0 | 0 |  |  |  | 0 | 0 | 0 | 0 | 0 | 0 | 14.736 | 14.736 | 14.736 | 14.736 | 14.736 | 73.68 | 138 | 138 | 138 | 138 | 138 | 690 | 2172 |  | 0
0 | Gaza | SP | CHOKWÉ | PS Macunene | Refrigerator | PQS_refr | B Medical Systems Sarl (Dometic) | TCW 3000 AC |  | Electricity | 2008 | Functioning well |  |  |  |  | CCE not to replace |  |  | 2023-03-30 | Sousa Ribe | PQS E003/017 | ILRorF | 150 | 150 | 0 | 62.76 | 82.2 | 15 |  | 2023 | 1 | 0 | 0 | 0 | 0 | 1 |  |  |  | #N/A | 0 | 0 | 0 | 0 | #N/A | #N/A | #N/A | #N/A | #N/A | #N/A | #N/A | #N/A | #N/A | #N/A | #N/A | #N/A | #N/A | 2173 |  | 0
0 | Gaza | SP | CHOKWÉ | PS Militar | Refrigerator | PQS_refr | B Medical Systems Sarl (Dometic) | TCW 3000 AC |  | Electricity | 2015 | Functioning well |  |  |  |  | CCE not to replace |  |  | 2023-03-30 | Sousa Ribe | PQS E003/017 | ILRorF | 150 | 150 | 0 | 62.76 | 82.2 | 8 |  | 2030 | 0 | 0 | 0 | 0 | 0 | 0 |  |  |  | 0 | 0 | 0 | 0 | 0 | 0 | 62.76 | 62.76 | 62.76 | 62.76 | 62.76 | 313.8 | 82.2 | 82.2 | 82.2 | 82.2 | 82.2 | 411 | 2174 |  | 0
0 | Gaza | SP | GUIJÁ | CS Guija | Refrigerator | PIS_refr | Electrolux | RCW 50 AC |  | Electricity | 2008 | Functioning well |  |  |  |  | CCE to remove & replace | Non-PQS and >15 years old |  | 2023-03-30 | Sousa Ribe | PIS E3/94-M | CRF | 24 | 8 | 0 | 23.44 | 121.2 | 15 | 2023 | 2023 | 1 | 0 | 0 | 0 | 0 | 1 |  |  |  | #N/A | 0 | 0 | 0 | 0 | #N/A | #N/A | #N/A | #N/A | #N/A | #N/A | #N/A | #N/A | #N/A | #N/A | #N/A | #N/A | #N/A | 2175 |  | 0
0 | Gaza | SP | GUIJÁ | CS Ndonga | Refrigerator | PQS_refr | Vestfrost | VLS 400 Greenline |  | Electricity | 2020 | Functioning well |  |  |  |  | CCE not to replace |  |  | 2023-03-30 | Sousa Ribe | PQS E003/021 | ILR | 216 | 0 | 0 | 19.824 | 49.2 | 3 |  | 2035 | 0 | 0 | 0 | 0 | 0 | 0 |  |  |  | 0 | 0 | 0 | 0 | 0 | 0 | 19.824 | 19.824 | 19.824 | 19.824 | 19.824 | 99.12 | 49.2 | 49.2 | 49.2 | 49.2 | 49.2 | 246 | 2176 |  | 0
0 | Gaza | SP | LIMPOPO | CS Divina Misercodia S. M. do Cenaculo | Refrigerator | PIS_refr | Electrolux | RCW 50 AC |  | Electricity | 2008 | Functioning well |  |  |  |  | CCE to remove & replace | Non-PQS and >15 years old |  | 2023-05-30 | Sousa Ribe | PIS E3/94-M | CRF | 24 | 8 | 0 | 23.44 | 121.2 | 15 | 2023 | 2023 | 1 | 0 | 0 | 0 | 0 | 1 |  |  |  | #N/A | 0 | 0 | 0 | 0 | #N/A | #N/A | #N/A | #N/A | #N/A | #N/A | #N/A | #N/A | #N/A | #N/A | #N/A | #N/A | #N/A | 2177 |  | 0
0 | Gaza | SP | MABALANE | CS Mabomo | Refrigerator | PQS_refr | Vestfrost | VLS 404A AC |  | Electricity | 2021 | Functioning well |  |  |  |  | CCE not to replace |  |  | 2023-05-30 | Sousa Ribe | PQS E003/112 | ILR | 145 | 0 | 0 | 25.08 | 41.4 | 2 |  | 2036 | 0 | 0 | 0 | 0 | 0 | 0 |  |  |  | 0 | 0 | 0 | 0 | 0 | 0 | 25.08 | 25.08 | 25.08 | 25.08 | 25.08 | 125.4 | 41.4 | 41.4 | 41.4 | 41.4 | 41.4 | 207 | 2178 |  | 0
0 | Gaza | SP | MASSANGENA | CS Chizumbane | Refrigerator | PQS_refr | Vestfrost | VLS 054A SDD Greenline |  | Solar | 2021 | Functioning well |  |  |  |  | CCE not to replace |  |  | 2023-08-21 | Sousa Ribe | PQS E003/106 | SDR | 55.5 | 0 | 0 | 70.176 | 52 | 2 |  | 2036 | 0 | 0 | 0 | 0 | 0 | 0 |  |  |  | 0 | 0 | 0 | 0 | 0 | 0 | 70.176 | 70.176 | 70.176 | 70.176 | 70.176 | 350.88 | 52 | 52 | 52 | 52 | 52 | 260 | 2179 |  | 0
0 | Inhambane | SP | CIDADE DE INHAMBANE | CS Ilha de Inhambane | Refrigerator | PQS_refr | Vestfrost | VLS 056 RF SDD |  | Solar | 2019 | Functioning well |  |  |  |  | CCE not to replace |  |  | 2023-05-30 | Sousa Ribe | PQS E003/092 | SDRF | 36 | 34.3 | 0 | 116.04 | 52 | 4 |  | 2034 | 0 | 0 | 0 | 0 | 0 | 0 |  |  |  | 0 | 0 | 0 | 0 | 0 | 0 | 116.04 | 116.04 | 116.04 | 116.04 | 116.04 | 580.2 | 52 | 52 | 52 | 52 | 52 | 260 | 2180 |  | 0
0 | Inhambane | SP | CIDADE DE INHAMBANE | CS Mahila | Refrigerator | PQS_refr | Vestfrost | MK 144 |  | Electricity | 2019 | Functioning well |  |  |  |  | CCE not to replace |  |  | 2023-03-30 | Sousa Ribe | PQS E003/022 | ILR | 48 | 0 | 0 | 14.736 | 138 | 4 |  | 2034 | 0 | 0 | 0 | 0 | 0 | 0 |  |  |  | 0 | 0 | 0 | 0 | 0 | 0 | 14.736 | 14.736 | 14.736 | 14.736 | 14.736 | 73.68 | 138 | 138 | 138 | 138 | 138 | 690 | 2181 |  | 0
0 | Inhambane | SP | Funhalouro | CS Cupo | Refrigerator | PQS_refr | Vestfrost | VLS 056 RF SDD |  | Solar | 2019 | Functioning well |  |  |  |  | CCE not to replace |  |  | 2023-05-30 | Sousa Ribe | PQS E003/092 | SDRF | 36 | 34.3 | 0 | 116.04 | 52 | 4 |  | 2034 | 0 | 0 | 0 | 0 | 0 | 0 |  |  |  | 0 | 0 | 0 | 0 | 0 | 0 | 116.04 | 116.04 | 116.04 | 116.04 | 116.04 | 580.2 | 52 | 52 | 52 | 52 | 52 | 260 | 2182 |  | 0
0 | Inhambane | SP | Homoine | CS Homoine | Refrigerator | PQS_refr | Vestfrost | MK 144 |  | Electricity | 2019 | Functioning well |  |  |  |  | CCE not to replace |  |  | 2023-03-30 | Sousa Ribe | PQS E003/022 | ILR | 48 | 0 | 0 | 14.736 | 138 | 4 |  | 2034 | 0 | 0 | 0 | 0 | 0 | 0 |  |  |  | 0 | 0 | 0 | 0 | 0 | 0 | 14.736 | 14.736 | 14.736 | 14.736 | 14.736 | 73.68 | 138 | 138 | 138 | 138 | 138 | 690 | 2183 |  | 0
0 | Inhambane | SP | Homoine | CS de Chizapela | Refrigerator | PIS_refr | Electrolux | RCW 50 AC |  | Electricity | 2008 | Functioning well |  |  |  |  | CCE to remove & replace | Non-PQS and >15 years old |  | 2023-05-30 | Sousa Ribe | PIS E3/94-M | CRF | 24 | 8 | 0 | 23.44 | 121.2 | 15 | 2023 | 2023 | 1 | 0 | 0 | 0 | 0 | 1 |  |  |  | #N/A | 0 | 0 | 0 | 0 | #N/A | #N/A | #N/A | #N/A | #N/A | #N/A | #N/A | #N/A | #N/A | #N/A | #N/A | #N/A | #N/A | 2184 |  | 0
0 | Inhambane | SP | Jangamo | CS Cumbana | Refrigerator | PQS_refr | Vestfrost | MK 144 |  | Electricity | 2019 | Functioning well |  |  |  |  | CCE not to replace |  |  | 2023-03-30 | Sousa Ribe | PQS E003/022 | ILR | 48 | 0 | 0 | 14.736 | 138 | 4 |  | 2034 | 0 | 0 | 0 | 0 | 0 | 0 |  |  |  | 0 | 0 | 0 | 0 | 0 | 0 | 14.736 | 14.736 | 14.736 | 14.736 | 14.736 | 73.68 | 138 | 138 | 138 | 138 | 138 | 690 | 2185 |  | 0
0 | Inhambane | SP | Jangamo | CS Ligogo | Refrigerator | PQS_refr | Vestfrost | MK 144 |  | Electricity | 2019 | Functioning well |  |  |  |  | CCE not to replace |  |  | 2023-03-30 | Sousa Ribe | PQS E003/022 | ILR | 48 | 0 | 0 | 14.736 | 138 | 4 |  | 2034 | 0 | 0 | 0 | 0 | 0 | 0 |  |  |  | 0 | 0 | 0 | 0 | 0 | 0 | 14.736 | 14.736 | 14.736 | 14.736 | 14.736 | 73.68 | 138 | 138 | 138 | 138 | 138 | 690 | 2186 |  | 0
0 | Inhambane | SP | Mabote | CS Chitanga | Refrigerator | PQS_refr | Vestfrost | MK 144 |  | Electricity | 2019 | Functioning well |  |  |  |  | CCE not to replace |  |  | 2023-03-30 | Sousa Ribe | PQS E003/022 | ILR | 48 | 0 | 0 | 14.736 | 138 | 4 |  | 2034 | 0 | 0 | 0 | 0 | 0 | 0 |  |  |  | 0 | 0 | 0 | 0 | 0 | 0 | 14.736 | 14.736 | 14.736 | 14.736 | 14.736 | 73.68 | 138 | 138 | 138 | 138 | 138 | 690 | 2187 |  | 0
0 | Inhambane | SP | Massinga | CS Kamudawuca | Refrigerator | PQS_refr | Vestfrost | VLS 026 RF Green Line |  | Solar | 2014 | Functioning well |  |  |  |  | CCE not to replace |  |  | 2023-05-30 | Sousa Ribe | PQS E003/091 | SDRF | 20 | 34.3 | 0 | 109.2 | 52 | 9 |  | 2029 | 0 | 0 | 0 | 0 | 1 | 1 |  |  |  | 0 | 0 | 0 | 0 | #N/A | #N/A | 109.2 | 109.2 | 109.2 | 109.2 | #N/A | #N/A | 52 | 52 | 52 | 52 | #N/A | #N/A | 2188 |  | 0
0 | Inhambane | SP | Massinga | CS Tevele | Refrigerator | PIS_refr | Electrolux | RCW 50 AC |  | Electricity | 2008 | Functioning well |  |  |  |  | CCE to remove & replace | Non-PQS and >15 years old |  | 2023-05-30 | Sousa Ribe | PIS E3/94-M | CRF | 24 | 8 | 0 | 23.44 | 121.2 | 15 | 2023 | 2023 | 1 | 0 | 0 | 0 | 0 | 1 |  |  |  | #N/A | 0 | 0 | 0 | 0 | #N/A | #N/A | #N/A | #N/A | #N/A | #N/A | #N/A | #N/A | #N/A | #N/A | #N/A | #N/A | #N/A | 2189 |  | 0
0 | Inhambane | SP | Maxixe | CS Mawewe | Refrigerator | PQS_refr | Vestfrost | MK 144 |  | Electricity | 2019 | Functioning well |  |  |  |  | CCE not to replace |  |  | 2023-03-30 | Sousa Ribe | PQS E003/022 | ILR | 48 | 0 | 0 | 14.736 | 138 | 4 |  | 2034 | 0 | 0 | 0 | 0 | 0 | 0 |  |  |  | 0 | 0 | 0 | 0 | 0 | 0 | 14.736 | 14.736 | 14.736 | 14.736 | 14.736 | 73.68 | 138 | 138 | 138 | 138 | 138 | 690 | 2190 |  | 0
0 | Inhambane | SP | Maxixe | CS Maxixe | Refrigerator | PIS_refr | Electrolux | RCW 50 AC |  | Electricity | 2008 | Functioning well |  |  |  |  | CCE to remove & replace | Non-PQS and >15 years old |  | 2023-05-30 | Sousa Ribe | PIS E3/94-M | CRF | 24 | 8 | 0 | 23.44 | 121.2 | 15 | 2023 | 2023 | 1 | 0 | 0 | 0 | 0 | 1 |  |  |  | #N/A | 0 | 0 | 0 | 0 | #N/A | #N/A | #N/A | #N/A | #N/A | #N/A | #N/A | #N/A | #N/A | #N/A | #N/A | #N/A | #N/A | 2191 |  | 0
0 | Inhambane | SP | Maxixe | CS Teles | Refrigerator | PIS_refr | Electrolux | RCW 50 AC |  | Electricity | 2008 | Functioning well |  |  |  |  | CCE to remove & replace | Non-PQS and >15 years old |  | 2023-05-30 | Sousa Ribe | PIS E3/94-M | CRF | 24 | 8 | 0 | 23.44 | 121.2 | 15 | 2023 | 2023 | 1 | 0 | 0 | 0 | 0 | 1 |  |  |  | #N/A | 0 | 0 | 0 | 0 | #N/A | #N/A | #N/A | #N/A | #N/A | #N/A | #N/A | #N/A | #N/A | #N/A | #N/A | #N/A | #N/A | 2192 |  | 0
0 | Inhambane | SP | Morrumbene | CS Linga - Linga | Refrigerator | PQS_refr | Vestfrost | VLS 026 RF Green Line |  | Solar | 2014 | Functioning well |  |  |  |  | CCE not to replace |  |  | 2023-05-30 | Sousa Ribe | PQS E003/091 | SDRF | 20 | 34.3 | 0 | 109.2 | 52 | 9 |  | 2029 | 0 | 0 | 0 | 0 | 1 | 1 |  |  |  | 0 | 0 | 0 | 0 | #N/A | #N/A | 109.2 | 109.2 | 109.2 | 109.2 | #N/A | #N/A | 52 | 52 | 52 | 52 | #N/A | #N/A | 2193 |  | 0
0 | Inhambane | SP | Morrumbene | CS Tambanjane | Refrigerator | PQS_refr | Vestfrost | VLS 026 RF Green Line |  | Solar | 2014 | Functioning well |  |  |  |  | CCE not to replace |  |  | 2023-05-30 | Sousa Ribe | PQS E003/091 | SDRF | 20 | 34.3 | 0 | 109.2 | 52 | 9 |  | 2029 | 0 | 0 | 0 | 0 | 1 | 1 |  |  |  | 0 | 0 | 0 | 0 | #N/A | #N/A | 109.2 | 109.2 | 109.2 | 109.2 | #N/A | #N/A | 52 | 52 | 52 | 52 | #N/A | #N/A | 2194 |  | 0
0 | Inhambane | SP | Morrumbene | CS de Guigobane | Refrigerator | PIS_refr | Electrolux | RCW 50 AC |  | Electricity | 2008 | Functioning well |  |  |  |  | CCE to remove & replace | Non-PQS and >15 years old |  | 2023-05-30 | Sousa Ribe | PIS E3/94-M | CRF | 24 | 8 | 0 | 23.44 | 121.2 | 15 | 2023 | 2023 | 1 | 0 | 0 | 0 | 0 | 1 |  |  |  | #N/A | 0 | 0 | 0 | 0 | #N/A | #N/A | #N/A | #N/A | #N/A | #N/A | #N/A | #N/A | #N/A | #N/A | #N/A | #N/A | #N/A | 2195 |  | 0
0 | Inhambane | SP | Morrumbene | CS de Murie | Refrigerator | PIS_refr | Electrolux | RCW 50 AC |  | Electricity | 2008 | Functioning well |  |  |  |  | CCE to remove & replace | Non-PQS and >15 years old |  | 2023-05-30 | Sousa Ribe | PIS E3/94-M | CRF | 24 | 8 | 0 | 23.44 | 121.2 | 15 | 2023 | 2023 | 1 | 0 | 0 | 0 | 0 | 1 |  |  |  | #N/A | 0 | 0 | 0 | 0 | #N/A | #N/A | #N/A | #N/A | #N/A | #N/A | #N/A | #N/A | #N/A | #N/A | #N/A | #N/A | #N/A | 2196 |  | 0
0 | Inhambane | SP | VILANCULOS | CS 19 de Outubro | Refrigerator | PIS_refr | Electrolux | RCW 50 AC |  | Electricity | 2008 | Functioning well |  |  |  |  | CCE to remove & replace | Non-PQS and >15 years old |  | 2023-05-30 | Sousa Ribe | PIS E3/94-M | CRF | 24 | 8 | 0 | 23.44 | 121.2 | 15 | 2023 | 2023 | 1 | 0 | 0 | 0 | 0 | 1 |  |  |  | #N/A | 0 | 0 | 0 | 0 | #N/A | #N/A | #N/A | #N/A | #N/A | #N/A | #N/A | #N/A | #N/A | #N/A | #N/A | #N/A | #N/A | 2197 |  | 0
0 | Inhambane | SP | VILANCULOS | CS Benguerra | Refrigerator | PQS_refr | Vestfrost | MK 144 |  | Electricity | 2019 | Functioning well |  |  |  |  | CCE not to replace |  |  | 2023-03-30 | Sousa Ribe | PQS E003/022 | ILR | 48 | 0 | 0 | 14.736 | 138 | 4 |  | 2034 | 0 | 0 | 0 | 0 | 0 | 0 |  |  |  | 0 | 0 | 0 | 0 | 0 | 0 | 14.736 | 14.736 | 14.736 | 14.736 | 14.736 | 73.68 | 138 | 138 | 138 | 138 | 138 | 690 | 2198 |  | 0
0 | Inhambane | SP | VILANCULOS | CS Chichocane | Refrigerator | PIS_refr | Electrolux | RCW 50 AC |  | Electricity | 2008 | Functioning well |  |  |  |  | CCE to remove & replace | Non-PQS and >15 years old |  | 2023-05-30 | Sousa Ribe | PIS E3/94-M | CRF | 24 | 8 | 0 | 23.44 | 121.2 | 15 | 2023 | 2023 | 1 | 0 | 0 | 0 | 0 | 1 |  |  |  | #N/A | 0 | 0 | 0 | 0 | #N/A | #N/A | #N/A | #N/A | #N/A | #N/A | #N/A | #N/A | #N/A | #N/A | #N/A | #N/A | #N/A | 2199 |  | 0
0 | Inhambane | SP | VILANCULOS | CS Chipanela | Refrigerator | PQS_refr | Vestfrost | MK 144 |  | Electricity | 2019 | Functioning well |  |  |  |  | CCE not to replace |  |  | 2023-03-30 | Sousa Ribe | PQS E003/022 | ILR | 48 | 0 | 0 | 14.736 | 138 | 4 |  | 2034 | 0 | 0 | 0 | 0 | 0 | 0 |  |  |  | 0 | 0 | 0 | 0 | 0 | 0 | 14.736 | 14.736 | 14.736 | 14.736 | 14.736 | 73.68 | 138 | 138 | 138 | 138 | 138 | 690 | 2200 |  | 0
0 | Inhambane | SP | VILANCULOS | CS Chipanzane | Refrigerator | PIS_refr | Electrolux | RCW 50 AC |  | Electricity | 2008 | Functioning well |  |  |  |  | CCE to remove & replace | Non-PQS and >15 years old |  | 2023-05-30 | Sousa Ribe | PIS E3/94-M | CRF | 24 | 8 | 0 | 23.44 | 121.2 | 15 | 2023 | 2023 | 1 | 0 | 0 | 0 | 0 | 1 |  |  |  | #N/A | 0 | 0 | 0 | 0 | #N/A | #N/A | #N/A | #N/A | #N/A | #N/A | #N/A | #N/A | #N/A | #N/A | #N/A | #N/A | #N/A | 2201 |  | 0
0 | Inhambane | SP | VILANCULOS | CS Muabsa | Refrigerator | PQS_refr | Vestfrost | MK 144 |  | Electricity | 2019 | Functioning well |  |  |  |  | CCE not to replace |  |  | 2023-03-30 | Sousa Ribe | PQS E003/022 | ILR | 48 | 0 | 0 | 14.736 | 138 | 4 |  | 2034 | 0 | 0 | 0 | 0 | 0 | 0 |  |  |  | 0 | 0 | 0 | 0 | 0 | 0 | 14.736 | 14.736 | 14.736 | 14.736 | 14.736 | 73.68 | 138 | 138 | 138 | 138 | 138 | 690 | 2202 |  | 0
0 | Inhambane | SP | VILANCULOS | CS Quequer A. | Refrigerator | PIS_refr | Electrolux | RCW 50 AC |  | Electricity | 2008 | Functioning well |  |  |  |  | CCE to remove & replace | Non-PQS and >15 years old |  | 2023-05-30 | Sousa Ribe | PIS E3/94-M | CRF | 24 | 8 | 0 | 23.44 | 121.2 | 15 | 2023 | 2023 | 1 | 0 | 0 | 0 | 0 | 1 |  |  |  | #N/A | 0 | 0 | 0 | 0 | #N/A | #N/A | #N/A | #N/A | #N/A | #N/A | #N/A | #N/A | #N/A | #N/A | #N/A | #N/A | #N/A | 2203 |  | 0
0 | Inhambane | SP | Zavala | CS Cala | Refrigerator | PQS_refr | Vestfrost | VLS 054A SDD Greenline |  | Solar | 2021 | Functioning well |  |  |  |  | CCE not to replace |  |  | 2023-05-30 | Sousa Ribe | PQS E003/106 | SDR | 55.5 | 0 | 0 | 70.176 | 52 | 2 |  | 2036 | 0 | 0 | 0 | 0 | 0 | 0 |  |  |  | 0 | 0 | 0 | 0 | 0 | 0 | 70.176 | 70.176 | 70.176 | 70.176 | 70.176 | 350.88 | 52 | 52 | 52 | 52 | 52 | 260 | 2204 |  | 0
0 | Inhambane | SP | Zavala | CS Chipole | Refrigerator | PQS_refr | Vestfrost | VLS 054A SDD Greenline |  | Solar | 2021 | Functioning well |  |  |  |  | CCE not to replace |  |  | 2023-05-30 | Sousa Ribe | PQS E003/106 | SDR | 55.5 | 0 | 0 | 70.176 | 52 | 2 |  | 2036 | 0 | 0 | 0 | 0 | 0 | 0 |  |  |  | 0 | 0 | 0 | 0 | 0 | 0 | 70.176 | 70.176 | 70.176 | 70.176 | 70.176 | 350.88 | 52 | 52 | 52 | 52 | 52 | 260 | 2205 |  | 0
0 | Inhambane | SP | Zavala | CS Dúcua | Refrigerator | PQS_refr | Vestfrost | VLS 054A SDD Greenline |  | Solar | 2021 | Functioning well |  |  |  |  | CCE not to replace |  |  | 2023-05-30 | Sousa Ribe | PQS E003/106 | SDR | 55.5 | 0 | 0 | 70.176 | 52 | 2 |  | 2036 | 0 | 0 | 0 | 0 | 0 | 0 |  |  |  | 0 | 0 | 0 | 0 | 0 | 0 | 70.176 | 70.176 | 70.176 | 70.176 | 70.176 | 350.88 | 52 | 52 | 52 | 52 | 52 | 260 | 2206 |  | 0
0 | Inhambane | SP | Zavala | CS Nhacodue | Refrigerator | PQS_refr | Vestfrost | VLS 026 RF Green Line |  | Solar | 2014 | Functioning well |  |  |  |  | CCE not to replace |  |  | 2023-05-30 | Sousa Ribe | PQS E003/091 | SDRF | 20 | 34.3 | 0 | 109.2 | 52 | 9 |  | 2029 | 0 | 0 | 0 | 0 | 1 | 1 |  |  |  | 0 | 0 | 0 | 0 | #N/A | #N/A | 109.2 | 109.2 | 109.2 | 109.2 | #N/A | #N/A | 52 | 52 | 52 | 52 | #N/A | #N/A | 2207 |  | 0
0 | Manica | SP | BÁRUE | Barauro | Refrigerator | PQS_refr | Vestfrost | MK 144 |  | Electricity | 2019 | Functioning well |  |  |  |  | CCE not to replace |  |  | 2023-03-30 | Sousa Ribe | PQS E003/022 | ILR | 48 | 0 | 0 | 14.736 | 138 | 4 |  | 2034 | 0 | 0 | 0 | 0 | 0 | 0 |  |  |  | 0 | 0 | 0 | 0 | 0 | 0 | 14.736 | 14.736 | 14.736 | 14.736 | 14.736 | 73.68 | 138 | 138 | 138 | 138 | 138 | 690 | 2208 |  | 0
0 | Manica | SP | BÁRUE | Catandica | Refrigerator | PQS_refr | Vestfrost | VLS 054A SDD Greenline |  | Solar | 2021 | Functioning well |  |  |  |  | CCE not to replace |  |  | 2023-05-30 | Sousa Ribe | PQS E003/106 | SDR | 55.5 | 0 | 0 | 70.176 | 52 | 2 |  | 2036 | 0 | 0 | 0 | 0 | 0 | 0 |  |  |  | 0 | 0 | 0 | 0 | 0 | 0 | 70.176 | 70.176 | 70.176 | 70.176 | 70.176 | 350.88 | 52 | 52 | 52 | 52 | 52 | 260 | 2209 |  | 0
0 | Manica | SP | BÁRUE | Sanhathunzi | Refrigerator | PIS_refr | Dulas | VC-150 F |  | Solar | 2019 | Functioning well |  |  |  |  | CCE to remove & replace | Non-PQS |  | 2023-03-30 | Sousa Ribe | PIS E3/79-M | SBRF | 85 | 14.4 | 0 | 48.82 | 104 | 4 | 2023 | 2023 | 1 | 0 | 0 | 0 | 0 | 1 |  |  |  | #N/A | 0 | 0 | 0 | 0 | #N/A | #N/A | #N/A | #N/A | #N/A | #N/A | #N/A | #N/A | #N/A | #N/A | #N/A | #N/A | #N/A | 2210 |  | 0
0 | Manica | SP | BÁRUE | Sabao | Refrigerator | PQS_refr | B Medical Systems Sarl (Dometic) | TCW 3000 AC |  | Electricity | 2015 | Functioning well |  |  |  |  | CCE not to replace |  |  | 2023-03-30 | Sousa Ribe | PQS E003/017 | ILRorF | 150 | 150 | 0 | 62.76 | 82.2 | 8 |  | 2030 | 0 | 0 | 0 | 0 | 0 | 0 |  |  |  | 0 | 0 | 0 | 0 | 0 | 0 | 62.76 | 62.76 | 62.76 | 62.76 | 62.76 | 313.8 | 82.2 | 82.2 | 82.2 | 82.2 | 82.2 | 411 | 2211 |  | 0
0 | Manica | SP | CIDADE DE CHIMOIO | Privado Saúde Militar | Refrigerator | PIS_refr | Electrolux | RCW 50 AC |  | Electricity | 2008 | Functioning well |  |  |  |  | CCE to remove & replace | Non-PQS and >15 years old |  | 2023-05-30 | Sousa Ribe | PIS E3/94-M | CRF | 24 | 8 | 0 | 23.44 | 121.2 | 15 | 2023 | 2023 | 1 | 0 | 0 | 0 | 0 | 1 |  |  |  | #N/A | 0 | 0 | 0 | 0 | #N/A | #N/A | #N/A | #N/A | #N/A | #N/A | #N/A | #N/A | #N/A | #N/A | #N/A | #N/A | #N/A | 2212 |  | 0
0 | Manica | SP | GONDOLA | CS Amatongas | Refrigerator | PQS_refr | Vestfrost | VLS 054A SDD Greenline |  | Solar | 2021 | Functioning well |  |  |  |  | CCE not to replace |  |  | 2023-05-30 | Sousa Ribe | PQS E003/106 | SDR | 55.5 | 0 | 0 | 70.176 | 52 | 2 |  | 2036 | 0 | 0 | 0 | 0 | 0 | 0 |  |  |  | 0 | 0 | 0 | 0 | 0 | 0 | 70.176 | 70.176 | 70.176 | 70.176 | 70.176 | 350.88 | 52 | 52 | 52 | 52 | 52 | 260 | 2213 |  | 0
0 | Manica | SP | GONDOLA | CS Chipindaumwe | Refrigerator | PQS_refr | Vestfrost | MK 144 |  | Electricity | 2019 | Functioning well |  |  |  |  | CCE not to replace |  |  | 2023-03-30 | Sousa Ribe | PQS E003/022 | ILR | 48 | 0 | 0 | 14.736 | 138 | 4 |  | 2034 | 0 | 0 | 0 | 0 | 0 | 0 |  |  |  | 0 | 0 | 0 | 0 | 0 | 0 | 14.736 | 14.736 | 14.736 | 14.736 | 14.736 | 73.68 | 138 | 138 | 138 | 138 | 138 | 690 | 2214 |  | 0
0 | Manica | SP | GONDOLA | CS Maforga | Refrigerator | PQS_refr | Vestfrost | MK 144 |  | Electricity | 2019 | Functioning well |  |  |  |  | CCE not to replace |  |  | 2023-03-30 | Sousa Ribe | PQS E003/022 | ILR | 48 | 0 | 0 | 14.736 | 138 | 4 |  | 2034 | 0 | 0 | 0 | 0 | 0 | 0 |  |  |  | 0 | 0 | 0 | 0 | 0 | 0 | 14.736 | 14.736 | 14.736 | 14.736 | 14.736 | 73.68 | 138 | 138 | 138 | 138 | 138 | 690 | 2215 |  | 0
0 | Manica | SP | GONDOLA | CS Maparanhanga Serra | Refrigerator | PQS_refr | Vestfrost | VLS 056 RF SDD |  | Solar | 2019 | Functioning well |  |  |  |  | CCE not to replace |  |  | 2023-05-30 | Sousa Ribe | PQS E003/092 | SDRF | 36 | 34.3 | 0 | 116.04 | 52 | 4 |  | 2034 | 0 | 0 | 0 | 0 | 0 | 0 |  |  |  | 0 | 0 | 0 | 0 | 0 | 0 | 116.04 | 116.04 | 116.04 | 116.04 | 116.04 | 580.2 | 52 | 52 | 52 | 52 | 52 | 260 | 2216 |  | 0
0 | Manica | SP | GURO | CS Guro - Sede | Refrigerator | PQS_refr | Vestfrost | MK 144 |  | Electricity | 2019 | Functioning well |  |  |  |  | CCE not to replace |  |  | 2023-03-30 | Sousa Ribe | PQS E003/022 | ILR | 48 | 0 | 0 | 14.736 | 138 | 4 |  | 2034 | 0 | 0 | 0 | 0 | 0 | 0 |  |  |  | 0 | 0 | 0 | 0 | 0 | 0 | 14.736 | 14.736 | 14.736 | 14.736 | 14.736 | 73.68 | 138 | 138 | 138 | 138 | 138 | 690 | 2217 |  | 0
0 | Manica | SP | GURO | CS Nhacatale | Refrigerator | PQS_refr | Vestfrost | VLS 056 RF SDD |  | Solar | 2019 | Functioning well |  |  |  |  | CCE not to replace |  |  | 2023-05-30 | Sousa Ribe | PQS E003/092 | SDRF | 36 | 34.3 | 0 | 116.04 | 52 | 4 |  | 2034 | 0 | 0 | 0 | 0 | 0 | 0 |  |  |  | 0 | 0 | 0 | 0 | 0 | 0 | 116.04 | 116.04 | 116.04 | 116.04 | 116.04 | 580.2 | 52 | 52 | 52 | 52 | 52 | 260 | 2218 |  | 0
0 | Manica | SP | MACATE | CS Filipe Jacinto Nyusi | Refrigerator | PQS_refr | Vestfrost | MK 144 |  | Electricity | 2019 | Functioning well |  |  |  |  | CCE not to replace |  |  | 2023-03-30 | Sousa Ribe | PQS E003/022 | ILR | 48 | 0 | 0 | 14.736 | 138 | 4 |  | 2034 | 0 | 0 | 0 | 0 | 0 | 0 |  |  |  | 0 | 0 | 0 | 0 | 0 | 0 | 14.736 | 14.736 | 14.736 | 14.736 | 14.736 | 73.68 | 138 | 138 | 138 | 138 | 138 | 690 | 2219 |  | 0
0 | Manica | SP | MACOSSA | CS Macossa | Refrigerator | PQS_refr | Vestfrost | MK 144 |  | Electricity | 2019 | Functioning well |  |  |  |  | CCE not to replace |  |  | 2023-03-30 | Sousa Ribe | PQS E003/022 | ILR | 48 | 0 | 0 | 14.736 | 138 | 4 |  | 2034 | 0 | 0 | 0 | 0 | 0 | 0 |  |  |  | 0 | 0 | 0 | 0 | 0 | 0 | 14.736 | 14.736 | 14.736 | 14.736 | 14.736 | 73.68 | 138 | 138 | 138 | 138 | 138 | 690 | 2220 |  | 0
0 | Manica | SP | MACOSSA | CS Nhaphendeca | Refrigerator | PQS_refr | Vestfrost | VLS 054A SDD Greenline |  | Solar | 2021 | Functioning well |  |  |  |  | CCE not to replace |  |  | 2023-03-30 | Sousa Ribe | PQS E003/106 | SDR | 55.5 | 0 | 0 | 70.176 | 52 | 2 |  | 2036 | 0 | 0 | 0 | 0 | 0 | 0 |  |  |  | 0 | 0 | 0 | 0 | 0 | 0 | 70.176 | 70.176 | 70.176 | 70.176 | 70.176 | 350.88 | 52 | 52 | 52 | 52 | 52 | 260 | 2221 |  | 0
0 | Manica | SP | MACOSSA | CS Tropa | Refrigerator | PQS_refr | Vestfrost | VLS 056 RF SDD |  | Solar | 2019 | Functioning well |  |  |  |  | CCE not to replace |  |  | 2023-05-30 | Sousa Ribe | PQS E003/092 | SDRF | 36 | 34.3 | 0 | 116.04 | 52 | 4 |  | 2034 | 0 | 0 | 0 | 0 | 0 | 0 |  |  |  | 0 | 0 | 0 | 0 | 0 | 0 | 116.04 | 116.04 | 116.04 | 116.04 | 116.04 | 580.2 | 52 | 52 | 52 | 52 | 52 | 260 | 2222 |  | 0
0 | Manica | SP | MANICA | CS Vumba | Refrigerator | PQS_refr | Vestfrost | VLS 404A AC |  | Electricity | 2021 | Functioning well |  |  |  |  | CCE not to replace |  |  | 2023-05-30 | Sousa Ribe | PQS E003/112 | ILR | 145 | 0 | 0 | 25.08 | 41.4 | 2 |  | 2036 | 0 | 0 | 0 | 0 | 0 | 0 |  |  |  | 0 | 0 | 0 | 0 | 0 | 0 | 25.08 | 25.08 | 25.08 | 25.08 | 25.08 | 125.4 | 41.4 | 41.4 | 41.4 | 41.4 | 41.4 | 207 | 2223 |  | 0
0 | Manica | SP | MOSSURIZE | CS Bangonhe | Refrigerator | PQS_refr | Dulas | VC 60 SDD-1 |  | Solar | 2021 | Functioning well |  |  |  |  | CCE not to replace |  |  | 2023-05-30 | Sousa Ribe | PQS E003/084 | SDRF | 57 | 24 | 0 | 114 | 52 | 2 |  | 2036 | 0 | 0 | 0 | 0 | 0 | 0 |  |  |  | 0 | 0 | 0 | 0 | 0 | 0 | 114 | 114 | 114 | 114 | 114 | 570 | 52 | 52 | 52 | 52 | 52 | 260 | 2224 |  | 0
0 | Manica | SP | MOSSURIZE | CS Espungabera | Refrigerator | PQS_refr | B Medical Systems Sarl (Dometic) | TCW 80 AC |  | Electricity | 2021 | Functioning well |  |  |  |  | CCE not to replace |  |  | 2023-03-30 | Sousa Ribe | PQS E003/101 | ILR | 80.5 | 0 | 0 | 71.808 | 69.6 | 2 |  | 2036 | 0 | 0 | 0 | 0 | 0 | 0 |  |  |  | 0 | 0 | 0 | 0 | 0 | 0 | 71.808 | 71.808 | 71.808 | 71.808 | 71.808 | 359.04 | 69.6 | 69.6 | 69.6 | 69.6 | 69.6 | 348 | 2225 |  | 0
0 | Manica | SP | SUSSUNDENGA | CS Machir | Refrigerator | PQS_refr | Vestfrost | VLS 026 RF Green Line |  | Solar | 2014 | Functioning well |  |  |  |  | CCE not to replace |  |  | 2023-05-30 | Sousa Ribe | PQS E003/091 | SDRF | 20 | 34.3 | 0 | 109.2 | 52 | 9 |  | 2029 | 0 | 0 | 0 | 0 | 1 | 1 |  |  |  | 0 | 0 | 0 | 0 | #N/A | #N/A | 109.2 | 109.2 | 109.2 | 109.2 | #N/A | #N/A | 52 | 52 | 52 | 52 | #N/A | #N/A | 2226 |  | 0
0 | Manica | SP | SUSSUNDENGA | CS Mucoe | Refrigerator | PQS_refr | Vestfrost | VLS 026 RF Green Line |  | Solar | 2014 | Functioning well |  |  |  |  | CCE not to replace |  |  | 2023-05-30 | Sousa Ribe | PQS E003/091 | SDRF | 20 | 34.3 | 0 | 109.2 | 52 | 9 |  | 2029 | 0 | 0 | 0 | 0 | 1 | 1 |  |  |  | 0 | 0 | 0 | 0 | #N/A | #N/A | 109.2 | 109.2 | 109.2 | 109.2 | #N/A | #N/A | 52 | 52 | 52 | 52 | #N/A | #N/A | 2227 |  | 0
0 | Manica | SP | SUSSUNDENGA | CS Nhanguzue | Refrigerator | PQS_refr | Vestfrost | VLS 054A SDD Greenline |  | Solar | 2021 | Functioning well |  |  |  |  | CCE not to replace |  |  | 2023-05-30 | Sousa Ribe | PQS E003/106 | SDR | 55.5 | 0 | 0 | 70.176 | 52 | 2 |  | 2036 | 0 | 0 | 0 | 0 | 0 | 0 |  |  |  | 0 | 0 | 0 | 0 | 0 | 0 | 70.176 | 70.176 | 70.176 | 70.176 | 70.176 | 350.88 | 52 | 52 | 52 | 52 | 52 | 260 | 2228 |  | 0
0 | Manica | SP | SUSSUNDENGA | CS Tsetsera | Refrigerator | PQS_refr | Vestfrost | VLS 056 RF SDD |  | Solar | 2019 | Functioning well |  |  |  |  | CCE not to replace |  |  | 2023-05-30 | Sousa Ribe | PQS E003/092 | SDRF | 36 | 34.3 | 0 | 116.04 | 52 | 4 |  | 2034 | 0 | 0 | 0 | 0 | 0 | 0 |  |  |  | 0 | 0 | 0 | 0 | 0 | 0 | 116.04 | 116.04 | 116.04 | 116.04 | 116.04 | 580.2 | 52 | 52 | 52 | 52 | 52 | 260 | 2229 |  | 0
0 | Manica | SP | TAMBARA | CS Búzua | Refrigerator | PQS_refr | Vestfrost | VLS 054A SDD Greenline |  | Solar | 2021 | Functioning well |  |  |  |  | CCE not to replace |  |  | 2023-05-30 | Sousa Ribe | PQS E003/106 | SDR | 55.5 | 0 | 0 | 70.176 | 52 | 2 |  | 2036 | 0 | 0 | 0 | 0 | 0 | 0 |  |  |  | 0 | 0 | 0 | 0 | 0 | 0 | 70.176 | 70.176 | 70.176 | 70.176 | 70.176 | 350.88 | 52 | 52 | 52 | 52 | 52 | 260 | 2230 |  | 0
0 | Manica | SP | TAMBARA | CS Miteme | Refrigerator | PQS_refr | Vestfrost | VLS 056 RF SDD |  | Solar | 2019 | Functioning well |  |  |  |  | CCE not to replace |  |  | 2023-05-30 | Sousa Ribe | PQS E003/092 | SDRF | 36 | 34.3 | 0 | 116.04 | 52 | 4 |  | 2034 | 0 | 0 | 0 | 0 | 0 | 0 |  |  |  | 0 | 0 | 0 | 0 | 0 | 0 | 116.04 | 116.04 | 116.04 | 116.04 | 116.04 | 580.2 | 52 | 52 | 52 | 52 | 52 | 260 | 2231 |  | 0
0 | Manica | SP | TAMBARA | CS Nhacolo | Refrigerator | PQS_refr | Vestfrost | VLS 404A AC |  | Electricity | 2020 | Functioning well |  |  |  |  | CCE not to replace |  |  | 2023-03-30 | Sousa Ribe | PQS E003/112 | ILR | 145 | 0 | 0 | 25.08 | 41.4 | 3 |  | 2035 | 0 | 0 | 0 | 0 | 0 | 0 |  |  |  | 0 | 0 | 0 | 0 | 0 | 0 | 25.08 | 25.08 | 25.08 | 25.08 | 25.08 | 125.4 | 41.4 | 41.4 | 41.4 | 41.4 | 41.4 | 207 | 2232 |  | 0
0 | Manica | SP | VANDUZI | CS Cruzamento de Tete | Refrigerator | PQS_refr | Vestfrost | MK 144 |  | Electricity | 2019 | Functioning well |  |  |  |  | CCE not to replace |  |  | 2023-03-30 | Sousa Ribe | PQS E003/022 | ILR | 48 | 0 | 0 | 14.736 | 138 | 4 |  | 2034 | 0 | 0 | 0 | 0 | 0 | 0 |  |  |  | 0 | 0 | 0 | 0 | 0 | 0 | 14.736 | 14.736 | 14.736 | 14.736 | 14.736 | 73.68 | 138 | 138 | 138 | 138 | 138 | 690 | 2233 |  | 0
0 | Tete | SP | ANGÓNIA | CS Catondo | Refrigerator | PQS_refr | Vestfrost | VLS 026 RF Green Line |  | Solar | 2014 | Functioning well |  |  |  |  | CCE not to replace |  |  | 2023-05-30 | Sousa Ribe | PQS E003/091 | SDRF | 20 | 34.3 | 0 | 109.2 | 52 | 9 |  | 2029 | 0 | 0 | 0 | 0 | 1 | 1 |  |  |  | 0 | 0 | 0 | 0 | #N/A | #N/A | 109.2 | 109.2 | 109.2 | 109.2 | #N/A | #N/A | 52 | 52 | 52 | 52 | #N/A | #N/A | 2234 |  | 0
0 | Tete | SP | ANGÓNIA | CS Chimuala | Refrigerator | PQS_refr | Vestfrost | VLS 054A SDD Greenline |  | Solar | 2021 | Functioning well |  |  |  |  | CCE not to replace |  |  | 2023-05-30 | Sousa Ribe | PQS E003/106 | SDR | 55.5 | 0 | 0 | 70.176 | 52 | 2 |  | 2036 | 0 | 0 | 0 | 0 | 0 | 0 |  |  |  | 0 | 0 | 0 | 0 | 0 | 0 | 70.176 | 70.176 | 70.176 | 70.176 | 70.176 | 350.88 | 52 | 52 | 52 | 52 | 52 | 260 | 2235 |  | 0
0 | Tete | SP | ANGÓNIA | CS Lizulo | Refrigerator | PQS_refr | B Medical Systems Sarl (Dometic) | TCW 3000 AC |  | Electricity | 2015 | Functioning well |  |  |  |  | CCE not to replace |  |  | 2023-03-30 | Sousa Ribe | PQS E003/017 | ILRorF | 150 | 150 | 0 | 62.76 | 82.2 | 8 |  | 2030 | 0 | 0 | 0 | 0 | 0 | 0 |  |  |  | 0 | 0 | 0 | 0 | 0 | 0 | 62.76 | 62.76 | 62.76 | 62.76 | 62.76 | 313.8 | 82.2 | 82.2 | 82.2 | 82.2 | 82.2 | 411 | 2236 |  | 0
0 | Tete | SP | ANGÓNIA | CS Matewere | Refrigerator | PIS_refr | Electrolux | RCW 50 AC |  | Electricity | 2008 | Functioning well |  |  |  |  | CCE to remove & replace | Non-PQS and >15 years old |  | 2023-05-30 | Sousa Ribe | PIS E3/94-M | CRF | 24 | 8 | 0 | 23.44 | 121.2 | 15 | 2023 | 2023 | 1 | 0 | 0 | 0 | 0 | 1 |  |  |  | #N/A | 0 | 0 | 0 | 0 | #N/A | #N/A | #N/A | #N/A | #N/A | #N/A | #N/A | #N/A | #N/A | #N/A | #N/A | #N/A | #N/A | 2237 |  | 0
0 | Tete | SP | CAHORA BASSA | CS Militar | Refrigerator | PIS_refr | Electrolux | RCW 50 AC |  | Electricity | 2008 | Functioning well |  |  |  |  | CCE to remove & replace | Non-PQS and >15 years old |  | 2023-05-30 | Sousa Ribe | PIS E3/94-M | CRF | 24 | 8 | 0 | 23.44 | 121.2 | 15 | 2023 | 2023 | 1 | 0 | 0 | 0 | 0 | 1 |  |  |  | #N/A | 0 | 0 | 0 | 0 | #N/A | #N/A | #N/A | #N/A | #N/A | #N/A | #N/A | #N/A | #N/A | #N/A | #N/A | #N/A | #N/A | 2238 |  | 0
0 | Tete | SP | CHANGARA | CS Chipembere | Refrigerator | PQS_refr | Vestfrost | VLS 054A SDD Greenline |  | Solar | 2021 | Functioning well |  |  |  |  | CCE not to replace |  |  | 2023-05-30 | Sousa Ribe | PQS E003/106 | SDR | 55.5 | 0 | 0 | 70.176 | 52 | 2 |  | 2036 | 0 | 0 | 0 | 0 | 0 | 0 |  |  |  | 0 | 0 | 0 | 0 | 0 | 0 | 70.176 | 70.176 | 70.176 | 70.176 | 70.176 | 350.88 | 52 | 52 | 52 | 52 | 52 | 260 | 2239 |  | 0
0 | Tete | SP | CHIFUNDE | CS de Mugomo | Refrigerator | PQS_refr | Vestfrost | VLS 026 RF Green Line |  | Solar | 2014 | Functioning well |  |  |  |  | CCE not to replace |  |  | 2023-05-30 | Sousa Ribe | PQS E003/091 | SDRF | 20 | 34.3 | 0 | 109.2 | 52 | 9 |  | 2029 | 0 | 0 | 0 | 0 | 1 | 1 |  |  |  | 0 | 0 | 0 | 0 | #N/A | #N/A | 109.2 | 109.2 | 109.2 | 109.2 | #N/A | #N/A | 52 | 52 | 52 | 52 | #N/A | #N/A | 2240 |  | 0
0 | Tete | SP | CIDADE DE TETE | CS Canjanda | Refrigerator | PQS_refr | B Medical Systems Sarl (Dometic) | TCW 80 AC |  | Electricity | 2021 | Functioning well |  |  |  |  | CCE not to replace |  |  | 2023-03-30 | Sousa Ribe | PQS E003/101 | ILR | 80.5 | 0 | 0 | 71.808 | 69.6 | 2 |  | 2036 | 0 | 0 | 0 | 0 | 0 | 0 |  |  |  | 0 | 0 | 0 | 0 | 0 | 0 | 71.808 | 71.808 | 71.808 | 71.808 | 71.808 | 359.04 | 69.6 | 69.6 | 69.6 | 69.6 | 69.6 | 348 | 2241 |  | 0
0 | Tete | SP | CIDADE DE TETE | CS Canseta | Refrigerator | PIS_refr | Electrolux | RCW 50 AC |  | Electricity | 2008 | Functioning well |  |  |  |  | CCE to remove & replace | Non-PQS and >15 years old |  | 2023-05-30 | Sousa Ribe | PIS E3/94-M | CRF | 24 | 8 | 0 | 23.44 | 121.2 | 15 | 2023 | 2023 | 1 | 0 | 0 | 0 | 0 | 1 |  |  |  | #N/A | 0 | 0 | 0 | 0 | #N/A | #N/A | #N/A | #N/A | #N/A | #N/A | #N/A | #N/A | #N/A | #N/A | #N/A | #N/A | #N/A | 2242 |  | 0
0 | Tete | SP | CIDADE DE TETE | PS Base Aérea | Refrigerator | PIS_refr | Electrolux | RCW 50 AC |  | Electricity | 2008 | Functioning well |  |  |  |  | CCE to remove & replace | Non-PQS and >15 years old |  | 2023-05-30 | Sousa Ribe | PIS E3/94-M | CRF | 24 | 8 | 0 | 23.44 | 121.2 | 15 | 2023 | 2023 | 1 | 0 | 0 | 0 | 0 | 1 |  |  |  | #N/A | 0 | 0 | 0 | 0 | #N/A | #N/A | #N/A | #N/A | #N/A | #N/A | #N/A | #N/A | #N/A | #N/A | #N/A | #N/A | #N/A | 2243 |  | 0
0 | Tete | SP | CIDADE DE TETE | PS Militar Infantária | Refrigerator | PQS_refr | Vestfrost | VLS 026 RF Green Line |  | Solar | 2014 | Functioning well |  |  |  |  | CCE not to replace |  |  | 2023-05-30 | Sousa Ribe | PQS E003/091 | SDRF | 20 | 34.3 | 0 | 109.2 | 52 | 9 |  | 2029 | 0 | 0 | 0 | 0 | 1 | 1 |  |  |  | 0 | 0 | 0 | 0 | #N/A | #N/A | 109.2 | 109.2 | 109.2 | 109.2 | #N/A | #N/A | 52 | 52 | 52 | 52 | #N/A | #N/A | 2244 |  | 0
0 | Tete | SP | DOA | CS Camphata | Refrigerator | PQS_refr | Vestfrost | VLS 056 RF SDD |  | Solar | 2019 | Functioning well |  |  |  |  | CCE not to replace |  |  | 2023-05-30 | Sousa Ribe | PQS E003/092 | SDRF | 36 | 34.3 | 0 | 116.04 | 52 | 4 |  | 2034 | 0 | 0 | 0 | 0 | 0 | 0 |  |  |  | 0 | 0 | 0 | 0 | 0 | 0 | 116.04 | 116.04 | 116.04 | 116.04 | 116.04 | 580.2 | 52 | 52 | 52 | 52 | 52 | 260 | 2245 |  | 0
0 | Tete | SP | DOA | CS Salima | Refrigerator | PQS_refr | Vestfrost | VLS 056 RF SDD |  | Solar | 2019 | Functioning well |  |  |  |  | CCE not to replace |  |  | 2023-05-30 | Sousa Ribe | PQS E003/092 | SDRF | 36 | 34.3 | 0 | 116.04 | 52 | 4 |  | 2034 | 0 | 0 | 0 | 0 | 0 | 0 |  |  |  | 0 | 0 | 0 | 0 | 0 | 0 | 116.04 | 116.04 | 116.04 | 116.04 | 116.04 | 580.2 | 52 | 52 | 52 | 52 | 52 | 260 | 2246 |  | 0
0 | Tete | SP | MACANGA | CS Walota | Refrigerator | PQS_refr | Vestfrost | VLS 026 RF Green Line |  | Solar | 2014 | Functioning well |  |  |  |  | CCE not to replace |  |  | 2023-05-30 | Sousa Ribe | PQS E003/091 | SDRF | 20 | 34.3 | 0 | 109.2 | 52 | 9 |  | 2029 | 0 | 0 | 0 | 0 | 1 | 1 |  |  |  | 0 | 0 | 0 | 0 | #N/A | #N/A | 109.2 | 109.2 | 109.2 | 109.2 | #N/A | #N/A | 52 | 52 | 52 | 52 | #N/A | #N/A | 2247 |  | 0
0 | Tete | SP | MARÁVIA | CS Cantina de Oliveira | Refrigerator | PQS_refr | Vestfrost | VLS 026 RF Green Line |  | Solar | 2014 | Functioning well |  |  |  |  | CCE not to replace |  |  | 2023-05-30 | Sousa Ribe | PQS E003/091 | SDRF | 20 | 34.3 | 0 | 109.2 | 52 | 9 |  | 2029 | 0 | 0 | 0 | 0 | 1 | 1 |  |  |  | 0 | 0 | 0 | 0 | #N/A | #N/A | 109.2 | 109.2 | 109.2 | 109.2 | #N/A | #N/A | 52 | 52 | 52 | 52 | #N/A | #N/A | 2248 |  | 0
0 | Tete | SP | MARÁVIA | CS Nsamba | Refrigerator | PQS_refr | Vestfrost | VLS 056 RF SDD |  | Solar | 2019 | Functioning well |  |  |  |  | CCE not to replace |  |  | 2023-05-30 | Sousa Ribe | PQS E003/092 | SDRF | 36 | 34.3 | 0 | 116.04 | 52 | 4 |  | 2034 | 0 | 0 | 0 | 0 | 0 | 0 |  |  |  | 0 | 0 | 0 | 0 | 0 | 0 | 116.04 | 116.04 | 116.04 | 116.04 | 116.04 | 580.2 | 52 | 52 | 52 | 52 | 52 | 260 | 2249 |  | 0
0 | Tete | SP | MOATIZE | CS Chithatha | Refrigerator | PIS_refr | Electrolux | RCW 50 AC |  | Electricity | 2008 | Functioning well |  |  |  |  | CCE to remove & replace | Non-PQS and >15 years old |  | 2023-05-30 | Sousa Ribe | PIS E3/94-M | CRF | 24 | 8 | 0 | 23.44 | 121.2 | 15 | 2023 | 2023 | 1 | 0 | 0 | 0 | 0 | 1 |  |  |  | #N/A | 0 | 0 | 0 | 0 | #N/A | #N/A | #N/A | #N/A | #N/A | #N/A | #N/A | #N/A | #N/A | #N/A | #N/A | #N/A | #N/A | 2250 |  | 0
0 | Tete | SP | MOATIZE | CS Madzimaera | Refrigerator | PIS_refr | Electrolux | RCW 50 AC |  | Electricity | 2008 | Functioning well |  |  |  |  | CCE to remove & replace | Non-PQS and >15 years old |  | 2023-05-30 | Sousa Ribe | PIS E3/94-M | CRF | 24 | 8 | 0 | 23.44 | 121.2 | 15 | 2023 | 2023 | 1 | 0 | 0 | 0 | 0 | 1 |  |  |  | #N/A | 0 | 0 | 0 | 0 | #N/A | #N/A | #N/A | #N/A | #N/A | #N/A | #N/A | #N/A | #N/A | #N/A | #N/A | #N/A | #N/A | 2251 |  | 0
0 | Tete | SP | MUTARARA | CS Mutarara | Refrigerator | PQS_refr | B Medical Systems Sarl (Dometic) | TCW 80 AC |  | Electricity | 2021 | Functioning well |  |  |  |  | CCE not to replace |  |  | 2023-03-30 | Sousa Ribe | PQS E003/101 | ILR | 80.5 | 0 | 0 | 71.808 | 69.6 | 2 |  | 2036 | 0 | 0 | 0 | 0 | 0 | 0 |  |  |  | 0 | 0 | 0 | 0 | 0 | 0 | 71.808 | 71.808 | 71.808 | 71.808 | 71.808 | 359.04 | 69.6 | 69.6 | 69.6 | 69.6 | 69.6 | 348 | 2252 |  | 0
0 | Tete | SP | MUTARARA | CS Mutarara Velha | Refrigerator | PQS_refr | Vestfrost | VLS 026 RF Green Line |  | Solar | 2014 | Functioning well |  |  |  |  | CCE not to replace |  |  | 2023-05-30 | Sousa Ribe | PQS E003/091 | SDRF | 20 | 34.3 | 0 | 109.2 | 52 | 9 |  | 2029 | 0 | 0 | 0 | 0 | 1 | 1 |  |  |  | 0 | 0 | 0 | 0 | #N/A | #N/A | 109.2 | 109.2 | 109.2 | 109.2 | #N/A | #N/A | 52 | 52 | 52 | 52 | #N/A | #N/A | 2253 |  | 0
0 | Tete | SP | TSANGANO | Cs Mwanjete | Refrigerator | PQS_refr | Vestfrost | VLS 054A SDD Greenline |  | Solar | 2021 | Functioning well |  |  |  |  | CCE not to replace |  |  | 2023-05-30 | Sousa Ribe | PQS E003/106 | SDR | 55.5 | 0 | 0 | 70.176 | 52 | 2 |  | 2036 | 0 | 0 | 0 | 0 | 0 | 0 |  |  |  | 0 | 0 | 0 | 0 | 0 | 0 | 70.176 | 70.176 | 70.176 | 70.176 | 70.176 | 350.88 | 52 | 52 | 52 | 52 | 52 | 260 | 2254 |  | 0
0 | Tete | SP | TSANGANO | Cs Fonte Boa | Refrigerator | PIS_refr | Electrolux | RCW 50 AC |  | Electricity | 2008 | Functioning well |  |  |  |  | CCE to remove & replace | Non-PQS and >15 years old |  | 2023-05-30 | Sousa Ribe | PIS E3/94-M | CRF | 24 | 8 | 0 | 23.44 | 121.2 | 15 | 2023 | 2023 | 1 | 0 | 0 | 0 | 0 | 1 |  |  |  | #N/A | 0 | 0 | 0 | 0 | #N/A | #N/A | #N/A | #N/A | #N/A | #N/A | #N/A | #N/A | #N/A | #N/A | #N/A | #N/A | #N/A | 2255 |  | 0
0 | Tete | SP | ZUMBO | CS Lissico | Refrigerator | PQS_refr | Vestfrost | VLS 056 RF SDD |  | Solar | 2019 | Functioning well |  |  |  |  | CCE not to replace |  |  | 2023-05-30 | Sousa Ribe | PQS E003/092 | SDRF | 36 | 34.3 | 0 | 116.04 | 52 | 4 |  | 2034 | 0 | 0 | 0 | 0 | 0 | 0 |  |  |  | 0 | 0 | 0 | 0 | 0 | 0 | 116.04 | 116.04 | 116.04 | 116.04 | 116.04 | 580.2 | 52 | 52 | 52 | 52 | 52 | 260 | 2256 |  | 0
0 | Tete | SP | ZUMBO | CS Cassenga | Refrigerator | PIS_refr | Electrolux | RCW 50 AC |  | Electricity | 2008 | Functioning well |  |  |  |  | CCE to remove & replace | Non-PQS and >15 years old |  | 2023-05-30 | Sousa Ribe | PIS E3/94-M | CRF | 24 | 8 | 0 | 23.44 | 121.2 | 15 | 2023 | 2023 | 1 | 0 | 0 | 0 | 0 | 1 |  |  |  | #N/A | 0 | 0 | 0 | 0 | #N/A | #N/A | #N/A | #N/A | #N/A | #N/A | #N/A | #N/A | #N/A | #N/A | #N/A | #N/A | #N/A | 2257 |  | 0
0 | Tete | SP | ZUMBO | CS Chissavo | Refrigerator | PQS_refr | Vestfrost | VLS 056 RF SDD |  | Solar | 2019 | Functioning well |  |  |  |  | CCE not to replace |  |  | 2023-05-30 | Sousa Ribe | PQS E003/092 | SDRF | 36 | 34.3 | 0 | 116.04 | 52 | 4 |  | 2034 | 0 | 0 | 0 | 0 | 0 | 0 |  |  |  | 0 | 0 | 0 | 0 | 0 | 0 | 116.04 | 116.04 | 116.04 | 116.04 | 116.04 | 580.2 | 52 | 52 | 52 | 52 | 52 | 260 | 2258 |  | 0
0 | Tete | SP | ZUMBO | CS Mazamba | Refrigerator | PIS_refr | Electrolux | RCW 50 AC |  | Electricity | 2008 | Functioning well |  |  |  |  | CCE to remove & replace | Non-PQS and >15 years old |  | 2023-05-30 | Sousa Ribe | PIS E3/94-M | CRF | 24 | 8 | 0 | 23.44 | 121.2 | 15 | 2023 | 2023 | 1 | 0 | 0 | 0 | 0 | 1 |  |  |  | #N/A | 0 | 0 | 0 | 0 | #N/A | #N/A | #N/A | #N/A | #N/A | #N/A | #N/A | #N/A | #N/A | #N/A | #N/A | #N/A | #N/A | 2259 |  | 0
0 | SOFALA | SP | BUZI | CS Ampara | Refrigerator | PQS_refr | Vestfrost | MK 144 |  | Electricity | 2019 | Functioning well |  |  |  |  | CCE not to replace |  |  | 2023-03-30 | Sousa Ribe | PQS E003/022 | ILR | 48 | 0 | 0 | 14.736 | 138 | 4 |  | 2034 | 0 | 0 | 0 | 0 | 0 | 0 |  |  |  | 0 | 0 | 0 | 0 | 0 | 0 | 14.736 | 14.736 | 14.736 | 14.736 | 14.736 | 73.68 | 138 | 138 | 138 | 138 | 138 | 690 | 2260 |  | 0
0 | SOFALA | SP | BUZI | CS Bandua | Refrigerator | PIS_refr | Electrolux | RCW 50 AC |  | Electricity | 2008 | Functioning well |  |  |  |  | CCE to remove & replace | Non-PQS and >15 years old |  | 2023-05-30 | Sousa Ribe | PIS E3/94-M | CRF | 24 | 8 | 0 | 23.44 | 121.2 | 15 | 2023 | 2023 | 1 | 0 | 0 | 0 | 0 | 1 |  |  |  | #N/A | 0 | 0 | 0 | 0 | #N/A | #N/A | #N/A | #N/A | #N/A | #N/A | #N/A | #N/A | #N/A | #N/A | #N/A | #N/A | #N/A | 2261 |  | 0
0 | SOFALA | SP | BUZI | CS Chicuecue | Refrigerator | PQS_refr | Vestfrost | MK 144 |  | Electricity | 2019 | Functioning well |  |  |  |  | CCE not to replace |  |  | 2023-03-30 | Sousa Ribe | PQS E003/022 | ILR | 48 | 0 | 0 | 14.736 | 138 | 4 |  | 2034 | 0 | 0 | 0 | 0 | 0 | 0 |  |  |  | 0 | 0 | 0 | 0 | 0 | 0 | 14.736 | 14.736 | 14.736 | 14.736 | 14.736 | 73.68 | 138 | 138 | 138 | 138 | 138 | 690 | 2262 |  | 0
0 | SOFALA | SP | BUZI | HD BUZI | Refrigerator | PQS_refr | Vestfrost | VLS 056 RF SDD |  | Solar | 2019 | Functioning well |  |  |  |  | CCE not to replace |  |  | 2023-05-30 | Sousa Ribe | PQS E003/092 | SDRF | 36 | 34.3 | 0 | 116.04 | 52 | 4 |  | 2034 | 0 | 0 | 0 | 0 | 0 | 0 |  |  |  | 0 | 0 | 0 | 0 | 0 | 0 | 116.04 | 116.04 | 116.04 | 116.04 | 116.04 | 580.2 | 52 | 52 | 52 | 52 | 52 | 260 | 2263 |  | 0
0 | SOFALA | SP | BUZI | PS Km 37 | Refrigerator | PQS_refr | Vestfrost | MK 144 |  | Electricity | 2019 | Functioning well |  |  |  |  | CCE not to replace |  |  | 2023-03-30 | Sousa Ribe | PQS E003/022 | ILR | 48 | 0 | 0 | 14.736 | 138 | 4 |  | 2034 | 0 | 0 | 0 | 0 | 0 | 0 |  |  |  | 0 | 0 | 0 | 0 | 0 | 0 | 14.736 | 14.736 | 14.736 | 14.736 | 14.736 | 73.68 | 138 | 138 | 138 | 138 | 138 | 690 | 2264 |  | 0
0 | Sofala | SP | CAIA | CS Amilcar Cabral | Refrigerator | PQS_refr | Vestfrost | MK 144 |  | Electricity | 2019 | Functioning well |  |  |  |  | CCE not to replace |  |  | 2023-03-30 | Sousa Ribe | PQS E003/022 | ILR | 48 | 0 | 0 | 14.736 | 138 | 4 |  | 2034 | 0 | 0 | 0 | 0 | 0 | 0 |  |  |  | 0 | 0 | 0 | 0 | 0 | 0 | 14.736 | 14.736 | 14.736 | 14.736 | 14.736 | 73.68 | 138 | 138 | 138 | 138 | 138 | 690 | 2265 |  | 0
0 | Sofala | SP | CAIA | CS Magagade | Refrigerator | PQS_refr | Vestfrost | MK 144 |  | Electricity | 2019 | Functioning well |  |  |  |  | CCE not to replace |  |  | 2023-03-30 | Sousa Ribe | PQS E003/022 | ILR | 48 | 0 | 0 | 14.736 | 138 | 4 |  | 2034 | 0 | 0 | 0 | 0 | 0 | 0 |  |  |  | 0 | 0 | 0 | 0 | 0 | 0 | 14.736 | 14.736 | 14.736 | 14.736 | 14.736 | 73.68 | 138 | 138 | 138 | 138 | 138 | 690 | 2266 |  | 0
0 | Sofala | SP | CAIA | CS Nhamatanda | Refrigerator | PQS_refr | Vestfrost | MK 144 |  | Electricity | 2019 | Functioning well |  |  |  |  | CCE not to replace |  |  | 2023-03-30 | Sousa Ribe | PQS E003/022 | ILR | 48 | 0 | 0 | 14.736 | 138 | 4 |  | 2034 | 0 | 0 | 0 | 0 | 0 | 0 |  |  |  | 0 | 0 | 0 | 0 | 0 | 0 | 14.736 | 14.736 | 14.736 | 14.736 | 14.736 | 73.68 | 138 | 138 | 138 | 138 | 138 | 690 | 2267 |  | 0
0 | Sofala | SP | CAIA | CS Tchetcha | Refrigerator | PQS_refr | Vestfrost | MK 144 |  | Electricity | 2019 | Functioning well |  |  |  |  | CCE not to replace |  |  | 2023-03-30 | Sousa Ribe | PQS E003/022 | ILR | 48 | 0 | 0 | 14.736 | 138 | 4 |  | 2034 | 0 | 0 | 0 | 0 | 0 | 0 |  |  |  | 0 | 0 | 0 | 0 | 0 | 0 | 14.736 | 14.736 | 14.736 | 14.736 | 14.736 | 73.68 | 138 | 138 | 138 | 138 | 138 | 690 | 2268 |  | 0
0 | Sofala | SP | CAIA | CS Correia | Refrigerator | PQS_refr | Vestfrost | VLS 054A SDD Greenline |  | Solar | 2021 | Functioning well |  |  |  |  | CCE not to replace |  |  | 2023-05-30 | Sousa Ribe | PQS E003/106 | SDR | 55.5 | 0 | 0 | 70.176 | 52 | 2 |  | 2036 | 0 | 0 | 0 | 0 | 0 | 0 |  |  |  | 0 | 0 | 0 | 0 | 0 | 0 | 70.176 | 70.176 | 70.176 | 70.176 | 70.176 | 350.88 | 52 | 52 | 52 | 52 | 52 | 260 | 2269 |  | 0
0 | Sofala | SP | CAIA | CS Ndango | Refrigerator | PQS_refr | Vestfrost | VLS 054A SDD Greenline |  | Solar | 2021 | Functioning well |  |  |  |  | CCE not to replace |  |  | 2023-05-30 | Sousa Ribe | PQS E003/106 | SDR | 55.5 | 0 | 0 | 70.176 | 52 | 2 |  | 2036 | 0 | 0 | 0 | 0 | 0 | 0 |  |  |  | 0 | 0 | 0 | 0 | 0 | 0 | 70.176 | 70.176 | 70.176 | 70.176 | 70.176 | 350.88 | 52 | 52 | 52 | 52 | 52 | 260 | 2270 |  | 0
0 | Sofala | SP | CAIA | CS Senhabuzua | Refrigerator | PQS_refr | Vestfrost | VLS 054A SDD Greenline |  | Solar | 2021 | Functioning well |  |  |  |  | CCE not to replace |  |  | 2023-05-30 | Sousa Ribe | PQS E003/106 | SDR | 55.5 | 0 | 0 | 70.176 | 52 | 2 |  | 2036 | 0 | 0 | 0 | 0 | 0 | 0 |  |  |  | 0 | 0 | 0 | 0 | 0 | 0 | 70.176 | 70.176 | 70.176 | 70.176 | 70.176 | 350.88 | 52 | 52 | 52 | 52 | 52 | 260 | 2271 |  | 0
0 | Sofala | SP | CAIA | PS Jequecene | Refrigerator | PQS_refr | Vestfrost | VLS 054A SDD Greenline |  | Solar | 2021 | Functioning well |  |  |  |  | CCE not to replace |  |  | 2023-05-30 | Sousa Ribe | PQS E003/106 | SDR | 55.5 | 0 | 0 | 70.176 | 52 | 2 |  | 2036 | 0 | 0 | 0 | 0 | 0 | 0 |  |  |  | 0 | 0 | 0 | 0 | 0 | 0 | 70.176 | 70.176 | 70.176 | 70.176 | 70.176 | 350.88 | 52 | 52 | 52 | 52 | 52 | 260 | 2272 |  | 0
0 | Sofala | SP | CAIA | PS Quarenta | Refrigerator | PQS_refr | Vestfrost | VLS 054A SDD Greenline |  | Solar | 2021 | Functioning well |  |  |  |  | CCE not to replace |  |  | 2023-05-30 | Sousa Ribe | PQS E003/106 | SDR | 55.5 | 0 | 0 | 70.176 | 52 | 2 |  | 2036 | 0 | 0 | 0 | 0 | 0 | 0 |  |  |  | 0 | 0 | 0 | 0 | 0 | 0 | 70.176 | 70.176 | 70.176 | 70.176 | 70.176 | 350.88 | 52 | 52 | 52 | 52 | 52 | 260 | 2273 |  | 0
0 | Sofala | SP | CAIA | CS Kundue | Refrigerator | PQS_refr | Dulas | VC 150 SDD |  | Solar | 2021 | Functioning well |  |  |  |  | CCE not to replace |  |  | 2023-05-30 | Sousa Ribe | PQS E003/048 | SDRF | 102 | 0 | 0 | 163.2 | 52 | 2 |  | 2036 | 0 | 0 | 0 | 0 | 0 | 0 |  |  |  | 0 | 0 | 0 | 0 | 0 | 0 | 163.2 | 163.2 | 163.2 | 163.2 | 163.2 | 816 | 52 | 52 | 52 | 52 | 52 | 260 | 2274 |  | 0
0 | Sofala | SP | CAIA | CS Nhataca | Refrigerator | PQS_refr | Vestfrost | VLS 054A SDD Greenline |  | Solar | 2021 | Functioning well |  |  |  |  | CCE not to replace |  |  | 2023-05-30 | Sousa Ribe | PQS E003/106 | SDR | 55.5 | 0 | 0 | 70.176 | 52 | 2 |  | 2036 | 0 | 0 | 0 | 0 | 0 | 0 |  |  |  | 0 | 0 | 0 | 0 | 0 | 0 | 70.176 | 70.176 | 70.176 | 70.176 | 70.176 | 350.88 | 52 | 52 | 52 | 52 | 52 | 260 | 2275 |  | 0
0 | Sofala | SP | CAIA | CS Tipitipi | Refrigerator | PQS_refr | Vestfrost | VLS 054A SDD Greenline |  | Solar | 2021 | Functioning well |  |  |  |  | CCE not to replace |  |  | 2023-05-30 | Sousa Ribe | PQS E003/106 | SDR | 55.5 | 0 | 0 | 70.176 | 52 | 2 |  | 2036 | 0 | 0 | 0 | 0 | 0 | 0 |  |  |  | 0 | 0 | 0 | 0 | 0 | 0 | 70.176 | 70.176 | 70.176 | 70.176 | 70.176 | 350.88 | 52 | 52 | 52 | 52 | 52 | 260 | 2276 |  | 0
0 | Sofala | SP | CAIA | PS Malongue | Refrigerator | PQS_refr | Vestfrost | VLS 054A SDD Greenline |  | Solar | 2021 | Functioning well |  |  |  |  | CCE not to replace |  |  | 2023-05-30 | Sousa Ribe | PQS E003/106 | SDR | 55.5 | 0 | 0 | 70.176 | 52 | 2 |  | 2036 | 0 | 0 | 0 | 0 | 0 | 0 |  |  |  | 0 | 0 | 0 | 0 | 0 | 0 | 70.176 | 70.176 | 70.176 | 70.176 | 70.176 | 350.88 | 52 | 52 | 52 | 52 | 52 | 260 | 2277 |  | 0
0 | Sofala | SP | CAIA | PS Amamba | Refrigerator | PQS_refr | Vestfrost | MK 144 |  | Electricity | 2019 | Functioning well |  |  |  |  | CCE not to replace |  |  | 2023-03-30 | Sousa Ribe | PQS E003/022 | ILR | 48 | 0 | 0 | 14.736 | 138 | 4 |  | 2034 | 0 | 0 | 0 | 0 | 0 | 0 |  |  |  | 0 | 0 | 0 | 0 | 0 | 0 | 14.736 | 14.736 | 14.736 | 14.736 | 14.736 | 73.68 | 138 | 138 | 138 | 138 | 138 | 690 | 2278 |  | 0
0 | Sofala | SP | CAIA | PS Esperança-Berta | Refrigerator | PQS_refr | Vestfrost | MK 144 |  | Electricity | 2019 | Functioning well |  |  |  |  | CCE not to replace |  |  | 2023-03-30 | Sousa Ribe | PQS E003/022 | ILR | 48 | 0 | 0 | 14.736 | 138 | 4 |  | 2034 | 0 | 0 | 0 | 0 | 0 | 0 |  |  |  | 0 | 0 | 0 | 0 | 0 | 0 | 14.736 | 14.736 | 14.736 | 14.736 | 14.736 | 73.68 | 138 | 138 | 138 | 138 | 138 | 690 | 2279 |  | 0
0 | Sofala | SP | DISTRITO DA BEIRA | CS Ceramica | Refrigerator | PQS_refr | Vestfrost | MK 144 |  | Electricity | 2019 | Functioning well |  |  |  |  | CCE not to replace |  |  | 2023-03-30 | Sousa Ribe | PQS E003/022 | ILR | 48 | 0 | 0 | 14.736 | 138 | 4 |  | 2034 | 0 | 0 | 0 | 0 | 0 | 0 |  |  |  | 0 | 0 | 0 | 0 | 0 | 0 | 14.736 | 14.736 | 14.736 | 14.736 | 14.736 | 73.68 | 138 | 138 | 138 | 138 | 138 | 690 | 2280 |  | 0
0 | Sofala | SP | DISTRITO DA BEIRA | CS de Inhamizua | Refrigerator | PQS_refr | Vestfrost | VLS 200 Greenline |  | Electricity | 2019 | Functioning well |  |  |  |  | CCE not to replace |  |  | 2023-03-30 | Sousa Ribe | PQS E003/031 | ILR | 59.5 | 0 | 0 | 13.968 | 42.6 | 4 |  | 2034 | 0 | 0 | 0 | 0 | 0 | 0 |  |  |  | 0 | 0 | 0 | 0 | 0 | 0 | 13.968 | 13.968 | 13.968 | 13.968 | 13.968 | 69.84 | 42.6 | 42.6 | 42.6 | 42.6 | 42.6 | 213 | 2281 |  | 0
0 | Sofala | SP | DISTRITO DA BEIRA | PS Chamba | Refrigerator | PQS_refr | Vestfrost | MK 144 |  | Electricity | 2019 | Functioning well |  |  |  |  | CCE not to replace |  |  | 2023-03-30 | Sousa Ribe | PQS E003/022 | ILR | 48 | 0 | 0 | 14.736 | 138 | 4 |  | 2034 | 0 | 0 | 0 | 0 | 0 | 0 |  |  |  | 0 | 0 | 0 | 0 | 0 | 0 | 14.736 | 14.736 | 14.736 | 14.736 | 14.736 | 73.68 | 138 | 138 | 138 | 138 | 138 | 690 | 2282 |  | 0
0 | Sofala | SP | DONDO | CS Bloco Nove | Refrigerator | PQS_refr | Vestfrost | MK 144 |  | Electricity | 2019 | Functioning well |  |  |  |  | CCE not to replace |  |  | 2023-03-30 | Sousa Ribe | PQS E003/022 | ILR | 48 | 0 | 0 | 14.736 | 138 | 4 |  | 2034 | 0 | 0 | 0 | 0 | 0 | 0 |  |  |  | 0 | 0 | 0 | 0 | 0 | 0 | 14.736 | 14.736 | 14.736 | 14.736 | 14.736 | 73.68 | 138 | 138 | 138 | 138 | 138 | 690 | 2283 |  | 0
0 | Sofala | SP | DONDO | CS Mandruzi Reassentamento | Refrigerator | PQS_refr | Vestfrost | MK 144 |  | Electricity | 2019 | Functioning well |  |  |  |  | CCE not to replace |  |  | 2023-03-30 | Sousa Ribe | PQS E003/022 | ILR | 48 | 0 | 0 | 14.736 | 138 | 4 |  | 2034 | 0 | 0 | 0 | 0 | 0 | 0 |  |  |  | 0 | 0 | 0 | 0 | 0 | 0 | 14.736 | 14.736 | 14.736 | 14.736 | 14.736 | 73.68 | 138 | 138 | 138 | 138 | 138 | 690 | 2284 |  | 0
0 | Sofala | SP | DONDO | CS Nhampuepua | Refrigerator | PQS_refr | Vestfrost | VLS 056 RF SDD |  | Solar | 2019 | Functioning well |  |  |  |  | CCE not to replace |  |  | 2023-05-30 | Sousa Ribe | PQS E003/092 | SDRF | 36 | 34.3 | 0 | 116.04 | 52 | 4 |  | 2034 | 0 | 0 | 0 | 0 | 0 | 0 |  |  |  | 0 | 0 | 0 | 0 | 0 | 0 | 116.04 | 116.04 | 116.04 | 116.04 | 116.04 | 580.2 | 52 | 52 | 52 | 52 | 52 | 260 | 2285 |  | 0
0 | Sofala | SP | DONDO | CS Sengo | Refrigerator | PQS_refr | Vestfrost | MK 144 |  | Electricity | 2019 | Functioning well |  |  |  |  | CCE not to replace |  |  | 2023-03-30 | Sousa Ribe | PQS E003/022 | ILR | 48 | 0 | 0 | 14.736 | 138 | 4 |  | 2034 | 0 | 0 | 0 | 0 | 0 | 0 |  |  |  | 0 | 0 | 0 | 0 | 0 | 0 | 14.736 | 14.736 | 14.736 | 14.736 | 14.736 | 73.68 | 138 | 138 | 138 | 138 | 138 | 690 | 2286 |  | 0
0 | Sofala | SP | DONDO | PS Igreja Baptista | Refrigerator | PIS_refr | Electrolux | RCW 50 AC |  | Electricity | 2008 | Functioning well |  |  |  |  | CCE to remove & replace | Non-PQS and >15 years old |  | 2023-05-30 | Sousa Ribe | PIS E3/94-M | CRF | 24 | 8 | 0 | 23.44 | 121.2 | 15 | 2023 | 2023 | 1 | 0 | 0 | 0 | 0 | 1 |  |  |  | #N/A | 0 | 0 | 0 | 0 | #N/A | #N/A | #N/A | #N/A | #N/A | #N/A | #N/A | #N/A | #N/A | #N/A | #N/A | #N/A | #N/A | 2287 |  | 0
0 | Sofala | SP | DONDO | PS Mandruzi 1 | Refrigerator | PQS_refr | Vestfrost | VLS 056 RF SDD |  | Solar | 2019 | Functioning well |  |  |  |  | CCE not to replace |  |  | 2023-05-30 | Sousa Ribe | PQS E003/092 | SDRF | 36 | 34.3 | 0 | 116.04 | 52 | 4 |  | 2034 | 0 | 0 | 0 | 0 | 0 | 0 |  |  |  | 0 | 0 | 0 | 0 | 0 | 0 | 116.04 | 116.04 | 116.04 | 116.04 | 116.04 | 580.2 | 52 | 52 | 52 | 52 | 52 | 260 | 2288 |  | 0
0 | Sofala | SP | DONDO | PS Militar | Refrigerator | PIS_refr | Electrolux | RCW 50 AC |  | Electricity | 2008 | Functioning well |  |  |  |  | CCE to remove & replace | Non-PQS and >15 years old |  | 2023-05-30 | Sousa Ribe | PIS E3/94-M | CRF | 24 | 8 | 0 | 23.44 | 121.2 | 15 | 2023 | 2023 | 1 | 0 | 0 | 0 | 0 | 1 |  |  |  | #N/A | 0 | 0 | 0 | 0 | #N/A | #N/A | #N/A | #N/A | #N/A | #N/A | #N/A | #N/A | #N/A | #N/A | #N/A | #N/A | #N/A | 2289 |  | 0
0 | Sofala | SP | DONDO | CS Madzimachena | Refrigerator | PQS_refr | Vestfrost | VLS 054A SDD Greenline |  | Solar | 2021 | Functioning well |  |  |  |  | CCE not to replace |  |  | 2023-05-30 | Sousa Ribe | PQS E003/106 | SDR | 55.5 | 0 | 0 | 70.176 | 52 | 2 |  | 2036 | 0 | 0 | 0 | 0 | 0 | 0 |  |  |  | 0 | 0 | 0 | 0 | 0 | 0 | 70.176 | 70.176 | 70.176 | 70.176 | 70.176 | 350.88 | 52 | 52 | 52 | 52 | 52 | 260 | 2290 |  | 0
0 | Sofala | SP | DONDO | PS Muzuangunguni | Refrigerator | PQS_refr | Vestfrost | VLS 054A SDD Greenline |  | Solar | 2021 | Functioning well |  |  |  |  | CCE not to replace |  |  | 2023-05-30 | Sousa Ribe | PQS E003/106 | SDR | 55.5 | 0 | 0 | 70.176 | 52 | 2 |  | 2036 | 0 | 0 | 0 | 0 | 0 | 0 |  |  |  | 0 | 0 | 0 | 0 | 0 | 0 | 70.176 | 70.176 | 70.176 | 70.176 | 70.176 | 350.88 | 52 | 52 | 52 | 52 | 52 | 260 | 2291 |  | 0
0 | Sofala | SP | DONDO | Marcelino dos Santos | Refrigerator | PIS_refr | Electrolux | RCW 50 AC |  | Electricity | 2008 | Functioning well |  |  |  |  | CCE to remove & replace | Non-PQS and >15 years old |  | 2023-05-30 | Sousa Ribe | PIS E3/94-M | CRF | 24 | 8 | 0 | 23.44 | 121.2 | 15 | 2023 | 2023 | 1 | 0 | 0 | 0 | 0 | 1 |  |  |  | #N/A | 0 | 0 | 0 | 0 | #N/A | #N/A | #N/A | #N/A | #N/A | #N/A | #N/A | #N/A | #N/A | #N/A | #N/A | #N/A | #N/A | 2292 |  | 0
0 | Sofala | SP | DONDO | CS Nhamapaza | Refrigerator | PQS_refr | Vestfrost | MK 144 |  | Electricity | 2019 | Functioning well |  |  |  |  | CCE not to replace |  |  | 2023-03-30 | Sousa Ribe | PQS E003/022 | ILR | 48 | 0 | 0 | 14.736 | 138 | 4 |  | 2034 | 0 | 0 | 0 | 0 | 0 | 0 |  |  |  | 0 | 0 | 0 | 0 | 0 | 0 | 14.736 | 14.736 | 14.736 | 14.736 | 14.736 | 73.68 | 138 | 138 | 138 | 138 | 138 | 690 | 2293 |  | 0
0 | Sofala | SP | DONDO | CS Tucuta | Refrigerator | PQS_refr | Vestfrost | MK 144 |  | Electricity | 2019 | Functioning well |  |  |  |  | CCE not to replace |  |  | 2023-03-30 | Sousa Ribe | PQS E003/022 | ILR | 48 | 0 | 0 | 14.736 | 138 | 4 |  | 2034 | 0 | 0 | 0 | 0 | 0 | 0 |  |  |  | 0 | 0 | 0 | 0 | 0 | 0 | 14.736 | 14.736 | 14.736 | 14.736 | 14.736 | 73.68 | 138 | 138 | 138 | 138 | 138 | 690 | 2294 |  | 0
0 | Sofala | SP | DONDO | CS de Nhansaua | Refrigerator | PQS_refr | Vestfrost | MK 144 |  | Electricity | 2019 | Functioning well |  |  |  |  | CCE not to replace |  |  | 2023-03-30 | Sousa Ribe | PQS E003/022 | ILR | 48 | 0 | 0 | 14.736 | 138 | 4 |  | 2034 | 0 | 0 | 0 | 0 | 0 | 0 |  |  |  | 0 | 0 | 0 | 0 | 0 | 0 | 14.736 | 14.736 | 14.736 | 14.736 | 14.736 | 73.68 | 138 | 138 | 138 | 138 | 138 | 690 | 2295 |  | 0
0 | Sofala | SP | DONDO | PS 7 de Abril | Refrigerator | PQS_refr | Vestfrost | MK 144 |  | Electricity | 2019 | Functioning well |  |  |  |  | CCE not to replace |  |  | 2023-03-30 | Sousa Ribe | PQS E003/022 | ILR | 48 | 0 | 0 | 14.736 | 138 | 4 |  | 2034 | 0 | 0 | 0 | 0 | 0 | 0 |  |  |  | 0 | 0 | 0 | 0 | 0 | 0 | 14.736 | 14.736 | 14.736 | 14.736 | 14.736 | 73.68 | 138 | 138 | 138 | 138 | 138 | 690 | 2296 |  | 0
0 | Sofala | SP | DONDO | PS Ngaze | Refrigerator | PQS_refr | Vestfrost | MKS 044 |  | Solar | 2019 | Functioning well |  |  |  |  | CCE not to replace |  |  | 2023-03-30 | Sousa Ribe | PQS E003/009 | SDR | 19.5 | 0 | 0 | 55.632 | 52 | 4 |  | 2034 | 0 | 0 | 0 | 0 | 0 | 0 |  |  |  | 0 | 0 | 0 | 0 | 0 | 0 | 55.632 | 55.632 | 55.632 | 55.632 | 55.632 | 278.16 | 52 | 52 | 52 | 52 | 52 | 260 | 2297 |  | 0
0 | Sofala | SP | DONDO | CS Wiriquize | Refrigerator | PQS_refr | Dulas | VC 60 SDD-1 |  | Solar | 2021 | Functioning well |  |  |  |  | CCE not to replace |  |  | 2023-05-30 | Sousa Ribe | PQS E003/084 | SDRF | 57 | 24 | 0 | 114 | 52 | 2 |  | 2036 | 0 | 0 | 0 | 0 | 0 | 0 |  |  |  | 0 | 0 | 0 | 0 | 0 | 0 | 114 | 114 | 114 | 114 | 114 | 570 | 52 | 52 | 52 | 52 | 52 | 260 | 2298 |  | 0
0 | Sofala | SP | DONDO | PS Derunde Oliveira | Refrigerator | PQS_refr | Vestfrost | VLS 054A SDD Greenline |  | Solar | 2021 | Functioning well |  |  |  |  | CCE not to replace |  |  | 2023-05-30 | Sousa Ribe | PQS E003/106 | SDR | 55.5 | 0 | 0 | 70.176 | 52 | 2 |  | 2036 | 0 | 0 | 0 | 0 | 0 | 0 |  |  |  | 0 | 0 | 0 | 0 | 0 | 0 | 70.176 | 70.176 | 70.176 | 70.176 | 70.176 | 350.88 | 52 | 52 | 52 | 52 | 52 | 260 | 2299 |  | 0
0 | Sofala | SP | DONDO | CS Mapalanhanga | Refrigerator | PQS_refr | Vestfrost | VLS 026 RF Green Line |  | Solar | 2014 | Functioning well |  |  |  |  | CCE not to replace |  |  | 2023-05-30 | Sousa Ribe | PQS E003/091 | SDRF | 20 | 34.3 | 0 | 109.2 | 52 | 9 |  | 2029 | 0 | 0 | 0 | 0 | 1 | 1 |  |  |  | 0 | 0 | 0 | 0 | #N/A | #N/A | 109.2 | 109.2 | 109.2 | 109.2 | #N/A | #N/A | 52 | 52 | 52 | 52 | #N/A | #N/A | 2300 |  | 0
0 | Sofala | SP | DONDO | PS Isapol | Refrigerator | PQS_refr | Vestfrost | MK 144 |  | Electricity | 2019 | Functioning well |  |  |  |  | CCE not to replace |  |  | 2023-03-30 | Sousa Ribe | PQS E003/022 | ILR | 48 | 0 | 0 | 14.736 | 138 | 4 |  | 2034 | 0 | 0 | 0 | 0 | 0 | 0 |  |  |  | 0 | 0 | 0 | 0 | 0 | 0 | 14.736 | 14.736 | 14.736 | 14.736 | 14.736 | 73.68 | 138 | 138 | 138 | 138 | 138 | 690 | 2301 |  | 0
0 | Sofala | SP | DONDO | CS Ndeja | Refrigerator | PQS_refr | Vestfrost | VLS 054A SDD Greenline |  | Solar | 2021 | Functioning well |  |  |  |  | CCE not to replace |  |  | 2023-05-30 | Sousa Ribe | PQS E003/106 | SDR | 55.5 | 0 | 0 | 70.176 | 52 | 2 |  | 2036 | 0 | 0 | 0 | 0 | 0 | 0 |  |  |  | 0 | 0 | 0 | 0 | 0 | 0 | 70.176 | 70.176 | 70.176 | 70.176 | 70.176 | 350.88 | 52 | 52 | 52 | 52 | 52 | 260 | 2302 |  | 0
0 | ZAMBÉZIA | SP | ALTO MOLÓCUE | CS Bonifacio Groveta | Refrigerator | PQS_refr | Vestfrost | MK 144 |  | Electricity | 2019 | Functioning well |  |  |  |  | CCE not to replace |  |  | 2023-03-30 | Sousa Ribe | PQS E003/022 | ILR | 48 | 0 | 0 | 14.736 | 138 | 4 |  | 2034 | 0 | 0 | 0 | 0 | 0 | 0 |  |  |  | 0 | 0 | 0 | 0 | 0 | 0 | 14.736 | 14.736 | 14.736 | 14.736 | 14.736 | 73.68 | 138 | 138 | 138 | 138 | 138 | 690 | 2303 |  | 0
0 | ZAMBÉZIA | SP | ALTO MOLÓCUE | CS Caiaia | Refrigerator | PQS_refr | Vestfrost | VLS 056 RF SDD |  | Solar | 2019 | Functioning well |  |  |  |  | CCE not to replace |  |  | 2023-05-30 | Sousa Ribe | PQS E003/092 | SDRF | 36 | 34.3 | 0 | 116.04 | 52 | 4 |  | 2034 | 0 | 0 | 0 | 0 | 0 | 0 |  |  |  | 0 | 0 | 0 | 0 | 0 | 0 | 116.04 | 116.04 | 116.04 | 116.04 | 116.04 | 580.2 | 52 | 52 | 52 | 52 | 52 | 260 | 2304 |  | 0
0 | ZAMBÉZIA | SP | ALTO MOLÓCUE | CS Uelele | Refrigerator | PQS_refr | Vestfrost | VLS 056 RF SDD |  | Solar | 2019 | Functioning well |  |  |  |  | CCE not to replace |  |  | 2023-05-30 | Sousa Ribe | PQS E003/092 | SDRF | 36 | 34.3 | 0 | 116.04 | 52 | 4 |  | 2034 | 0 | 0 | 0 | 0 | 0 | 0 |  |  |  | 0 | 0 | 0 | 0 | 0 | 0 | 116.04 | 116.04 | 116.04 | 116.04 | 116.04 | 580.2 | 52 | 52 | 52 | 52 | 52 | 260 | 2305 |  | 0
0 | ZAMBÉZIA | SP | Chinde | CS Arijuane | Refrigerator | PQS_refr | Vestfrost | VLS 054A SDD Greenline |  | Solar | 2021 | Functioning well |  |  |  |  | CCE not to replace |  |  | 2023-05-30 | Sousa Ribe | PQS E003/106 | SDR | 55.5 | 0 | 0 | 70.176 | 52 | 2 |  | 2036 | 0 | 0 | 0 | 0 | 0 | 0 |  |  |  | 0 | 0 | 0 | 0 | 0 | 0 | 70.176 | 70.176 | 70.176 | 70.176 | 70.176 | 350.88 | 52 | 52 | 52 | 52 | 52 | 260 | 2306 |  | 0
0 | ZAMBÉZIA | SP | Derre | CS Namuno | Refrigerator | PQS_refr | Vestfrost | VLS 056 RF SDD |  | Solar | 2019 | Functioning well |  |  |  |  | CCE not to replace |  |  | 2023-05-30 | Sousa Ribe | PQS E003/092 | SDRF | 36 | 34.3 | 0 | 116.04 | 52 | 4 |  | 2034 | 0 | 0 | 0 | 0 | 0 | 0 |  |  |  | 0 | 0 | 0 | 0 | 0 | 0 | 116.04 | 116.04 | 116.04 | 116.04 | 116.04 | 580.2 | 52 | 52 | 52 | 52 | 52 | 260 | 2307 |  | 0
0 | ZAMBÉZIA | SP | Gilé | CS Naheche | Refrigerator | PQS_refr | Vestfrost | VLS 056 RF SDD |  | Solar | 2019 | Functioning well |  |  |  |  | CCE not to replace |  |  | 2023-05-30 | Sousa Ribe | PQS E003/092 | SDRF | 36 | 34.3 | 0 | 116.04 | 52 | 4 |  | 2034 | 0 | 0 | 0 | 0 | 0 | 0 |  |  |  | 0 | 0 | 0 | 0 | 0 | 0 | 116.04 | 116.04 | 116.04 | 116.04 | 116.04 | 580.2 | 52 | 52 | 52 | 52 | 52 | 260 | 2308 |  | 0
0 | ZAMBÉZIA | SP | Gurue | Cotxi | Refrigerator | PQS_refr | Vestfrost | VLS 054A SDD Greenline |  | Solar | 2021 | Functioning well |  |  |  |  | CCE not to replace |  |  | 2023-05-30 | Sousa Ribe | PQS E003/106 | SDR | 55.5 | 0 | 0 | 70.176 | 52 | 2 |  | 2036 | 0 | 0 | 0 | 0 | 0 | 0 |  |  |  | 0 | 0 | 0 | 0 | 0 | 0 | 70.176 | 70.176 | 70.176 | 70.176 | 70.176 | 350.88 | 52 | 52 | 52 | 52 | 52 | 260 | 2309 |  | 0
0 | ZAMBÉZIA | SP | Gurue | Lioma | Refrigerator | PQS_refr | Vestfrost | MK 144 |  | Electricity | 2019 | Functioning well |  |  |  |  | CCE not to replace |  |  | 2023-05-30 | Sousa Ribe | PQS E003/022 | ILR | 48 | 0 | 0 | 14.736 | 138 | 4 |  | 2034 | 0 | 0 | 0 | 0 | 0 | 0 |  |  |  | 0 | 0 | 0 | 0 | 0 | 0 | 14.736 | 14.736 | 14.736 | 14.736 | 14.736 | 73.68 | 138 | 138 | 138 | 138 | 138 | 690 | 2310 |  | 0
0 | ZAMBÉZIA | SP | Gurue | Macarruene | Refrigerator | PQS_refr | Vestfrost | VLS 054A SDD Greenline |  | Solar | 2021 | Functioning well |  |  |  |  | CCE not to replace |  |  | 2023-05-30 | Sousa Ribe | PQS E003/106 | SDR | 55.5 | 0 | 0 | 70.176 | 52 | 2 |  | 2036 | 0 | 0 | 0 | 0 | 0 | 0 |  |  |  | 0 | 0 | 0 | 0 | 0 | 0 | 70.176 | 70.176 | 70.176 | 70.176 | 70.176 | 350.88 | 52 | 52 | 52 | 52 | 52 | 260 | 2311 |  | 0
0 | ZAMBÉZIA | SP | Gurue | Magige | Refrigerator | PQS_refr | Vestfrost | VLS 400 Greenline |  | Electricity | 2020 | Functioning well |  |  |  |  | CCE not to replace |  |  | 2023-03-30 | Sousa Ribe | PQS E003/021 | ILR | 216 | 0 | 0 | 19.824 | 49.2 | 3 |  | 2035 | 0 | 0 | 0 | 0 | 0 | 0 |  |  |  | 0 | 0 | 0 | 0 | 0 | 0 | 19.824 | 19.824 | 19.824 | 19.824 | 19.824 | 99.12 | 49.2 | 49.2 | 49.2 | 49.2 | 49.2 | 246 | 2312 |  | 0
0 | ZAMBÉZIA | SP | Gurue | Muagiua | Refrigerator | PQS_refr | Vestfrost | VLS 054A SDD Greenline |  | Solar | 2021 | Functioning well |  |  |  |  | CCE not to replace |  |  | 2023-05-30 | Sousa Ribe | PQS E003/106 | SDR | 55.5 | 0 | 0 | 70.176 | 52 | 2 |  | 2036 | 0 | 0 | 0 | 0 | 0 | 0 |  |  |  | 0 | 0 | 0 | 0 | 0 | 0 | 70.176 | 70.176 | 70.176 | 70.176 | 70.176 | 350.88 | 52 | 52 | 52 | 52 | 52 | 260 | 2313 |  | 0
0 | ZAMBÉZIA | SP | Gurue | Muximua | Refrigerator | PQS_refr | Vestfrost | VLS 054A SDD Greenline |  | Solar | 2021 | Functioning well |  |  |  |  | CCE not to replace |  |  | 2023-05-30 | Sousa Ribe | PQS E003/106 | SDR | 55.5 | 0 | 0 | 70.176 | 52 | 2 |  | 2036 | 0 | 0 | 0 | 0 | 0 | 0 |  |  |  | 0 | 0 | 0 | 0 | 0 | 0 | 70.176 | 70.176 | 70.176 | 70.176 | 70.176 | 350.88 | 52 | 52 | 52 | 52 | 52 | 260 | 2314 |  | 0
0 | ZAMBÉZIA | SP | Gurue | Nintulo | Refrigerator | PQS_refr | Vestfrost | VLS 054A SDD Greenline |  | Solar | 2021 | Functioning well |  |  |  |  | CCE not to replace |  |  | 2023-05-30 | Sousa Ribe | PQS E003/106 | SDR | 55.5 | 0 | 0 | 70.176 | 52 | 2 |  | 2036 | 0 | 0 | 0 | 0 | 0 | 0 |  |  |  | 0 | 0 | 0 | 0 | 0 | 0 | 70.176 | 70.176 | 70.176 | 70.176 | 70.176 | 350.88 | 52 | 52 | 52 | 52 | 52 | 260 | 2315 |  | 0
0 | ZAMBÉZIA | SP | Gurue | Ruace | Refrigerator | PQS_refr | Vestfrost | MK 144 |  | Electricity | 2019 | Functioning well |  |  |  |  | CCE not to replace |  |  | 2023-05-30 | Sousa Ribe | PQS E003/022 | ILR | 48 | 0 | 0 | 14.736 | 138 | 4 |  | 2034 | 0 | 0 | 0 | 0 | 0 | 0 |  |  |  | 0 | 0 | 0 | 0 | 0 | 0 | 14.736 | 14.736 | 14.736 | 14.736 | 14.736 | 73.68 | 138 | 138 | 138 | 138 | 138 | 690 | 2316 |  | 0
0 | ZAMBÉZIA | SP | Gurue | Serra | Refrigerator | PQS_refr | Vestfrost | VLS 054A SDD Greenline |  | Solar | 2021 | Functioning well |  |  |  |  | CCE not to replace |  |  | 2023-05-30 | Sousa Ribe | PQS E003/106 | SDR | 55.5 | 0 | 0 | 70.176 | 52 | 2 |  | 2036 | 0 | 0 | 0 | 0 | 0 | 0 |  |  |  | 0 | 0 | 0 | 0 | 0 | 0 | 70.176 | 70.176 | 70.176 | 70.176 | 70.176 | 350.88 | 52 | 52 | 52 | 52 | 52 | 260 | 2317 |  | 0
0 | ZAMBÉZIA | SP | Gurue | Tetete | Refrigerator | PQS_refr | Vestfrost | MK 144 |  | Electricity | 2019 | Functioning well |  |  |  |  | CCE not to replace |  |  | 2023-05-30 | Sousa Ribe | PQS E003/022 | ILR | 48 | 0 | 0 | 14.736 | 138 | 4 |  | 2034 | 0 | 0 | 0 | 0 | 0 | 0 |  |  |  | 0 | 0 | 0 | 0 | 0 | 0 | 14.736 | 14.736 | 14.736 | 14.736 | 14.736 | 73.68 | 138 | 138 | 138 | 138 | 138 | 690 | 2318 |  | 0
0 | ZAMBÉZIA | SP | Ile | CS Namanda | Refrigerator | PQS_refr | Vestfrost | MK 144 |  | Electricity | 2019 | Functioning well |  |  |  |  | CCE not to replace |  |  | 2023-05-30 | Sousa Ribe | PQS E003/022 | ILR | 48 | 0 | 0 | 14.736 | 138 | 4 |  | 2034 | 0 | 0 | 0 | 0 | 0 | 0 |  |  |  | 0 | 0 | 0 | 0 | 0 | 0 | 14.736 | 14.736 | 14.736 | 14.736 | 14.736 | 73.68 | 138 | 138 | 138 | 138 | 138 | 690 | 2319 |  | 0
0 | Niassa | SP | CUAMBA | CS Adine 3 | Refrigerator | PQS_refr | Vestfrost | MK 144 |  | Electricity | 2019 | Functioning well |  |  |  |  | CCE not to replace |  |  | 2023-05-30 | Sousa Ribe | PQS E003/022 | ILR | 48 | 0 | 0 | 14.736 | 138 | 4 |  | 2034 | 0 | 0 | 0 | 0 | 0 | 0 |  |  |  | 0 | 0 | 0 | 0 | 0 | 0 | 14.736 | 14.736 | 14.736 | 14.736 | 14.736 | 73.68 | 138 | 138 | 138 | 138 | 138 | 690 | 2320 |  | 0
0 | Niassa | SP | CUAMBA | CS Mepolage | Refrigerator | PIS_refr | Electrolux | RCW 50 AC |  | Electricity | 2008 | Functioning well |  |  |  |  | CCE to remove & replace | Non-PQS and >15 years old |  | 2023-05-30 | Sousa Ribe | PIS E3/94-M | CRF | 24 | 8 | 0 | 23.44 | 121.2 | 15 | 2023 | 2023 | 1 | 0 | 0 | 0 | 0 | 1 |  |  |  | #N/A | 0 | 0 | 0 | 0 | #N/A | #N/A | #N/A | #N/A | #N/A | #N/A | #N/A | #N/A | #N/A | #N/A | #N/A | #N/A | #N/A | 2321 |  | 0
0 | Niassa | SP | CUAMBA | CS Mepessene | Refrigerator | PQS_refr | Vestfrost | MK 144 |  | Electricity | 2019 | Functioning well |  |  |  |  | CCE not to replace |  |  | 2023-05-30 | Sousa Ribe | PQS E003/022 | ILR | 48 | 0 | 0 | 14.736 | 138 | 4 |  | 2034 | 0 | 0 | 0 | 0 | 0 | 0 |  |  |  | 0 | 0 | 0 | 0 | 0 | 0 | 14.736 | 14.736 | 14.736 | 14.736 | 14.736 | 73.68 | 138 | 138 | 138 | 138 | 138 | 690 | 2322 |  | 0
0 | Niassa | SP | CUAMBA | CS Mutaco | Refrigerator | PQS_refr | Vestfrost | VLS 026 RF Green Line |  | Solar | 2014 | Functioning well |  |  |  |  | CCE not to replace |  |  | 2023-05-30 | Sousa Ribe | PQS E003/091 | SDRF | 20 | 34.3 | 0 | 109.2 | 52 | 9 |  | 2029 | 0 | 0 | 0 | 0 | 1 | 1 |  |  |  | 0 | 0 | 0 | 0 | #N/A | #N/A | 109.2 | 109.2 | 109.2 | 109.2 | #N/A | #N/A | 52 | 52 | 52 | 52 | #N/A | #N/A | 2323 |  | 0
0 | Niassa | SP | CUAMBA | CS Sapura | Refrigerator | PIS_refr | Electrolux | RCW 50 AC |  | Electricity | 2008 | Functioning well |  |  |  |  | CCE to remove & replace | Non-PQS and >15 years old |  | 2023-05-30 | Sousa Ribe | PIS E3/94-M | CRF | 24 | 8 | 0 | 23.44 | 121.2 | 15 | 2023 | 2023 | 1 | 0 | 0 | 0 | 0 | 1 |  |  |  | #N/A | 0 | 0 | 0 | 0 | #N/A | #N/A | #N/A | #N/A | #N/A | #N/A | #N/A | #N/A | #N/A | #N/A | #N/A | #N/A | #N/A | 2324 |  | 0
0 | Niassa | SP | CUAMBA | CS Muicuna | Refrigerator | PQS_refr | Vestfrost | VLS 026 RF Green Line |  | Solar | 2014 | Functioning well |  |  |  |  | CCE not to replace |  |  | 2023-05-30 | Sousa Ribe | PQS E003/091 | SDRF | 20 | 34.3 | 0 | 109.2 | 52 | 9 |  | 2029 | 0 | 0 | 0 | 0 | 1 | 1 |  |  |  | 0 | 0 | 0 | 0 | #N/A | #N/A | 109.2 | 109.2 | 109.2 | 109.2 | #N/A | #N/A | 52 | 52 | 52 | 52 | #N/A | #N/A | 2325 |  | 0
0 | Niassa | SP | DISTRITO DE LICHINGA | Matama | Refrigerator | PIS_refr | Electrolux | RCW 50 AC |  | Electricity | 2008 | Functioning well |  |  |  |  | CCE to remove & replace | Non-PQS and >15 years old |  | 2023-05-30 | Sousa Ribe | PIS E3/94-M | CRF | 24 | 8 | 0 | 23.44 | 121.2 | 15 | 2023 | 2023 | 1 | 0 | 0 | 0 | 0 | 1 |  |  |  | #N/A | 0 | 0 | 0 | 0 | #N/A | #N/A | #N/A | #N/A | #N/A | #N/A | #N/A | #N/A | #N/A | #N/A | #N/A | #N/A | #N/A | 2326 |  | 0
0 | Niassa | SP | DISTRITO DE LICHINGA | Nnomba | Refrigerator | PQS_refr | Vestfrost | VLS 400 Greenline |  | Electricity | 2020 | Functioning well |  |  |  |  | CCE not to replace |  |  | 2023-03-30 | Sousa Ribe | PQS E003/021 | ILR | 216 | 0 | 0 | 19.824 | 49.2 | 3 |  | 2035 | 0 | 0 | 0 | 0 | 0 | 0 |  |  |  | 0 | 0 | 0 | 0 | 0 | 0 | 19.824 | 19.824 | 19.824 | 19.824 | 19.824 | 99.12 | 49.2 | 49.2 | 49.2 | 49.2 | 49.2 | 246 | 2327 |  | 0
0 | Niassa | SP | DISTRITO DE LICHINGA | Micoco | Refrigerator | PIS_refr | Electrolux | RCW 50 AC |  | Electricity | 2008 | Functioning well |  |  |  |  | CCE to remove & replace | Non-PQS and >15 years old |  | 2023-05-30 | Sousa Ribe | PIS E3/94-M | CRF | 24 | 8 | 0 | 23.44 | 121.2 | 15 | 2023 | 2023 | 1 | 0 | 0 | 0 | 0 | 1 |  |  |  | #N/A | 0 | 0 | 0 | 0 | #N/A | #N/A | #N/A | #N/A | #N/A | #N/A | #N/A | #N/A | #N/A | #N/A | #N/A | #N/A | #N/A | 2328 |  | 0
0 | Niassa | SP | LAGO | CS Micuio | Refrigerator | PIS_refr | Electrolux | RCW 50 AC |  | Electricity | 2008 | Functioning well |  |  |  |  | CCE to remove & replace | Non-PQS and >15 years old |  | 2023-05-30 | Sousa Ribe | PIS E3/94-M | CRF | 24 | 8 | 0 | 23.44 | 121.2 | 15 | 2023 | 2023 | 1 | 0 | 0 | 0 | 0 | 1 |  |  |  | #N/A | 0 | 0 | 0 | 0 | #N/A | #N/A | #N/A | #N/A | #N/A | #N/A | #N/A | #N/A | #N/A | #N/A | #N/A | #N/A | #N/A | 2329 |  | 0
0 | Niassa | SP | MANDIMBA | CS Mezito | Refrigerator | PQS_refr | Vestfrost | VLS 026 RF Green Line |  | Solar | 2014 | Functioning well |  |  |  |  | CCE not to replace |  |  | 2023-05-30 | Sousa Ribe | PQS E003/091 | SDRF | 20 | 34.3 | 0 | 109.2 | 52 | 9 |  | 2029 | 0 | 0 | 0 | 0 | 1 | 1 |  |  |  | 0 | 0 | 0 | 0 | #N/A | #N/A | 109.2 | 109.2 | 109.2 | 109.2 | #N/A | #N/A | 52 | 52 | 52 | 52 | #N/A | #N/A | 2330 |  | 0
0 | Niassa | SP | MANDIMBA | Musserepa | Refrigerator | PIS_refr | Electrolux | RCW 50 AC |  | Electricity | 2008 | Functioning well |  |  |  |  | CCE to remove & replace | Non-PQS and >15 years old |  | 2023-05-30 | Sousa Ribe | PIS E3/94-M | CRF | 24 | 8 | 0 | 23.44 | 121.2 | 15 | 2023 | 2023 | 1 | 0 | 0 | 0 | 0 | 1 |  |  |  | #N/A | 0 | 0 | 0 | 0 | #N/A | #N/A | #N/A | #N/A | #N/A | #N/A | #N/A | #N/A | #N/A | #N/A | #N/A | #N/A | #N/A | 2331 |  | 0
0 | Niassa | SP | MARRUPA | CS Mpamela | Refrigerator | PQS_refr | Vestfrost | VLS 054A SDD Greenline |  | Solar | 2021 | Functioning well |  |  |  |  | CCE not to replace |  |  | 2023-05-30 | Sousa Ribe | PQS E003/106 | SDR | 55.5 | 0 | 0 | 70.176 | 52 | 2 |  | 2036 | 0 | 0 | 0 | 0 | 0 | 0 |  |  |  | 0 | 0 | 0 | 0 | 0 | 0 | 70.176 | 70.176 | 70.176 | 70.176 | 70.176 | 350.88 | 52 | 52 | 52 | 52 | 52 | 260 | 2332 |  | 0
0 | Niassa | SP | MARRUPA | CS Messenguesse | Refrigerator | PIS_refr | Electrolux | RCW 50 AC |  | Electricity | 2008 | Functioning well |  |  |  |  | CCE to remove & replace | Non-PQS and >15 years old |  | 2023-05-30 | Sousa Ribe | PIS E3/94-M | CRF | 24 | 8 | 0 | 23.44 | 121.2 | 15 | 2023 | 2023 | 1 | 0 | 0 | 0 | 0 | 1 |  |  |  | #N/A | 0 | 0 | 0 | 0 | #N/A | #N/A | #N/A | #N/A | #N/A | #N/A | #N/A | #N/A | #N/A | #N/A | #N/A | #N/A | #N/A | 2333 |  | 0
0 | Niassa | SP | MARRUPA | CS Mutaparata | Refrigerator | PIS_refr | Electrolux | RCW 50 AC |  | Electricity | 2008 | Functioning well |  |  |  |  | CCE to remove & replace | Non-PQS and >15 years old |  | 2023-05-30 | Sousa Ribe | PIS E3/94-M | CRF | 24 | 8 | 0 | 23.44 | 121.2 | 15 | 2023 | 2023 | 1 | 0 | 0 | 0 | 0 | 1 |  |  |  | #N/A | 0 | 0 | 0 | 0 | #N/A | #N/A | #N/A | #N/A | #N/A | #N/A | #N/A | #N/A | #N/A | #N/A | #N/A | #N/A | #N/A | 2334 |  | 0
0 | Niassa | SP | MARRUPA | HD Marrupa | Refrigerator | PIS_refr | Electrolux | RCW 50 AC |  | Electricity | 2008 | Functioning well |  |  |  |  | CCE to remove & replace | Non-PQS and >15 years old |  | 2023-05-30 | Sousa Ribe | PIS E3/94-M | CRF | 24 | 8 | 0 | 23.44 | 121.2 | 15 | 2023 | 2023 | 1 | 0 | 0 | 0 | 0 | 1 |  |  |  | #N/A | 0 | 0 | 0 | 0 | #N/A | #N/A | #N/A | #N/A | #N/A | #N/A | #N/A | #N/A | #N/A | #N/A | #N/A | #N/A | #N/A | 2335 |  | 0
0 | Niassa | SP | MAVAGO | CS Ligogo | Refrigerator | PIS_refr | Electrolux | RCW 50 AC |  | Electricity | 2008 | Functioning well |  |  |  |  | CCE to remove & replace | Non-PQS and >15 years old |  | 2023-05-30 | Sousa Ribe | PIS E3/94-M | CRF | 24 | 8 | 0 | 23.44 | 121.2 | 15 | 2023 | 2023 | 1 | 0 | 0 | 0 | 0 | 1 |  |  |  | #N/A | 0 | 0 | 0 | 0 | #N/A | #N/A | #N/A | #N/A | #N/A | #N/A | #N/A | #N/A | #N/A | #N/A | #N/A | #N/A | #N/A | 2336 |  | 0
0 | Niassa | SP | MAÚA | CS Maua | Refrigerator | PIS_refr | Electrolux | RCW 50 AC |  | Electricity | 2008 | Functioning well |  |  |  |  | CCE to remove & replace | Non-PQS and >15 years old |  | 2023-05-30 | Sousa Ribe | PIS E3/94-M | CRF | 24 | 8 | 0 | 23.44 | 121.2 | 15 | 2023 | 2023 | 1 | 0 | 0 | 0 | 0 | 1 |  |  |  | #N/A | 0 | 0 | 0 | 0 | #N/A | #N/A | #N/A | #N/A | #N/A | #N/A | #N/A | #N/A | #N/A | #N/A | #N/A | #N/A | #N/A | 2337 |  | 0
0 | Niassa | SP | MAÚA | CS Muhoco | Refrigerator | PQS_refr | Vestfrost | VLS 054A SDD Greenline |  | Solar | 2021 | Functioning well |  |  |  |  | CCE not to replace |  |  | 2023-05-30 | Sousa Ribe | PQS E003/106 | SDR | 55.5 | 0 | 0 | 70.176 | 52 | 2 |  | 2036 | 0 | 0 | 0 | 0 | 0 | 0 |  |  |  | 0 | 0 | 0 | 0 | 0 | 0 | 70.176 | 70.176 | 70.176 | 70.176 | 70.176 | 350.88 | 52 | 52 | 52 | 52 | 52 | 260 | 2338 |  | 0
0 | Niassa | SP | MAÚA | CS Ntepia | Refrigerator | PIS_refr | Electrolux | RCW 50 AC |  | Electricity | 2008 | Functioning well |  |  |  |  | CCE to remove & replace | Non-PQS and >15 years old |  | 2023-05-30 | Sousa Ribe | PIS E3/94-M | CRF | 24 | 8 | 0 | 23.44 | 121.2 | 15 | 2023 | 2023 | 1 | 0 | 0 | 0 | 0 | 1 |  |  |  | #N/A | 0 | 0 | 0 | 0 | #N/A | #N/A | #N/A | #N/A | #N/A | #N/A | #N/A | #N/A | #N/A | #N/A | #N/A | #N/A | #N/A | 2339 |  | 0
0 | Niassa | SP | MAÚA | CS Xapalango | Refrigerator | PIS_refr | Electrolux | RCW 50 AC |  | Electricity | 2008 | Functioning well |  |  |  |  | CCE to remove & replace | Non-PQS and >15 years old |  | 2023-05-30 | Sousa Ribe | PIS E3/94-M | CRF | 24 | 8 | 0 | 23.44 | 121.2 | 15 | 2023 | 2023 | 1 | 0 | 0 | 0 | 0 | 1 |  |  |  | #N/A | 0 | 0 | 0 | 0 | #N/A | #N/A | #N/A | #N/A | #N/A | #N/A | #N/A | #N/A | #N/A | #N/A | #N/A | #N/A | #N/A | 2340 |  | 0
0 | Niassa | SP | MECANHELAS | CS Heber | Refrigerator | PQS_refr | Vestfrost | VLS 054A SDD Greenline |  | Solar | 2021 | Functioning well |  |  |  |  | CCE not to replace |  |  | 2023-05-30 | Sousa Ribe | PQS E003/106 | SDR | 55.5 | 0 | 0 | 70.176 | 52 | 2 |  | 2036 | 0 | 0 | 0 | 0 | 0 | 0 |  |  |  | 0 | 0 | 0 | 0 | 0 | 0 | 70.176 | 70.176 | 70.176 | 70.176 | 70.176 | 350.88 | 52 | 52 | 52 | 52 | 52 | 260 | 2341 |  | 0
0 | Niassa | SP | MECANHELAS | CS Khomone | Refrigerator | PIS_refr | Electrolux | RCW 50 AC |  | Electricity | 2008 | Functioning well |  |  |  |  | CCE to remove & replace | Non-PQS and >15 years old |  | 2023-05-30 | Sousa Ribe | PIS E3/94-M | CRF | 24 | 8 | 0 | 23.44 | 121.2 | 15 | 2023 | 2023 | 1 | 0 | 0 | 0 | 0 | 1 |  |  |  | #N/A | 0 | 0 | 0 | 0 | #N/A | #N/A | #N/A | #N/A | #N/A | #N/A | #N/A | #N/A | #N/A | #N/A | #N/A | #N/A | #N/A | 2342 |  | 0
0 | Niassa | SP | MECANHELAS | CS Mecanhelas | Refrigerator | PIS_refr | Electrolux | RCW 50 AC |  | Electricity | 2008 | Functioning well |  |  |  |  | CCE to remove & replace | Non-PQS and >15 years old |  | 2023-05-30 | Sousa Ribe | PIS E3/94-M | CRF | 24 | 8 | 0 | 23.44 | 121.2 | 15 | 2023 | 2023 | 1 | 0 | 0 | 0 | 0 | 1 |  |  |  | #N/A | 0 | 0 | 0 | 0 | #N/A | #N/A | #N/A | #N/A | #N/A | #N/A | #N/A | #N/A | #N/A | #N/A | #N/A | #N/A | #N/A | 2343 |  | 0
0 | Niassa | SP | MECANHELAS | CS Muetiha | Refrigerator | PQS_refr | Vestfrost | VLS 054A SDD Greenline |  | Solar | 2021 | Functioning well |  |  |  |  | CCE not to replace |  |  | 2023-05-30 | Sousa Ribe | PQS E003/106 | SDR | 55.5 | 0 | 0 | 70.176 | 52 | 2 |  | 2036 | 0 | 0 | 0 | 0 | 0 | 0 |  |  |  | 0 | 0 | 0 | 0 | 0 | 0 | 70.176 | 70.176 | 70.176 | 70.176 | 70.176 | 350.88 | 52 | 52 | 52 | 52 | 52 | 260 | 2344 |  | 0
0 | Niassa | SP | MECANHELAS | CS Muhala | Refrigerator | PQS_refr | Vestfrost | VLS 054A SDD Greenline |  | Solar | 2021 | Functioning well |  |  |  |  | CCE not to replace |  |  | 2023-05-30 | Sousa Ribe | PQS E003/106 | SDR | 55.5 | 0 | 0 | 70.176 | 52 | 2 |  | 2036 | 0 | 0 | 0 | 0 | 0 | 0 |  |  |  | 0 | 0 | 0 | 0 | 0 | 0 | 70.176 | 70.176 | 70.176 | 70.176 | 70.176 | 350.88 | 52 | 52 | 52 | 52 | 52 | 260 | 2345 |  | 0
0 | Niassa | SP | MECANHELAS | CS Bero | Refrigerator | PIS_refr | Electrolux | RCW 50 AC |  | Electricity | 2008 | Functioning well |  |  |  |  | CCE to remove & replace | Non-PQS and >15 years old |  | 2023-05-30 | Sousa Ribe | PIS E3/94-M | CRF | 24 | 8 | 0 | 23.44 | 121.2 | 15 | 2023 | 2023 | 1 | 0 | 0 | 0 | 0 | 1 |  |  |  | #N/A | 0 | 0 | 0 | 0 | #N/A | #N/A | #N/A | #N/A | #N/A | #N/A | #N/A | #N/A | #N/A | #N/A | #N/A | #N/A | #N/A | 2346 |  | 0
0 | Niassa | SP | MECANHELAS | CS Nsuwa | Refrigerator | PIS_refr | Electrolux | RCW 50 AC |  | Electricity | 2008 | Functioning well |  |  |  |  | CCE to remove & replace | Non-PQS and >15 years old |  | 2023-05-30 | Sousa Ribe | PIS E3/94-M | CRF | 24 | 8 | 0 | 23.44 | 121.2 | 15 | 2023 | 2023 | 1 | 0 | 0 | 0 | 0 | 1 |  |  |  | #N/A | 0 | 0 | 0 | 0 | #N/A | #N/A | #N/A | #N/A | #N/A | #N/A | #N/A | #N/A | #N/A | #N/A | #N/A | #N/A | #N/A | 2347 |  | 0
0 | Niassa | SP | MECULA | CS Ntimbo | Refrigerator | PIS_refr | Electrolux | RCW 50 AC |  | Electricity | 2008 | Functioning well |  |  |  |  | CCE to remove & replace | Non-PQS and >15 years old |  | 2023-05-30 | Sousa Ribe | PIS E3/94-M | CRF | 24 | 8 | 0 | 23.44 | 121.2 | 15 | 2023 | 2023 | 1 | 0 | 0 | 0 | 0 | 1 |  |  |  | #N/A | 0 | 0 | 0 | 0 | #N/A | #N/A | #N/A | #N/A | #N/A | #N/A | #N/A | #N/A | #N/A | #N/A | #N/A | #N/A | #N/A | 2348 |  | 0
0 | Niassa | SP | METARICA | CS Niputa | Refrigerator | PIS_refr | Electrolux | RCW 50 AC |  | Electricity | 2008 | Functioning well |  |  |  |  | CCE to remove & replace | Non-PQS and >15 years old |  | 2023-05-30 | Sousa Ribe | PIS E3/94-M | CRF | 24 | 8 | 0 | 23.44 | 121.2 | 15 | 2023 | 2023 | 1 | 0 | 0 | 0 | 0 | 1 |  |  |  | #N/A | 0 | 0 | 0 | 0 | #N/A | #N/A | #N/A | #N/A | #N/A | #N/A | #N/A | #N/A | #N/A | #N/A | #N/A | #N/A | #N/A | 2349 |  | 0
0 | Niassa | SP | MUEMBE | CS Ligogolo | Refrigerator | PQS_refr | Vestfrost | VLS 026 RF Green Line |  | Solar | 2014 | Functioning well |  |  |  |  | CCE not to replace |  |  | 2023-05-30 | Sousa Ribe | PQS E003/091 | SDRF | 20 | 34.3 | 0 | 109.2 | 52 | 9 |  | 2029 | 0 | 0 | 0 | 0 | 1 | 1 |  |  |  | 0 | 0 | 0 | 0 | #N/A | #N/A | 109.2 | 109.2 | 109.2 | 109.2 | #N/A | #N/A | 52 | 52 | 52 | 52 | #N/A | #N/A | 2350 |  | 0
0 | Niassa | SP | MUEMBE | CS Longolela | Refrigerator | PIS_refr | Electrolux | RCW 50 AC |  | Electricity | 2008 | Functioning well |  |  |  |  | CCE to remove & replace | Non-PQS and >15 years old |  | 2023-05-30 | Sousa Ribe | PIS E3/94-M | CRF | 24 | 8 | 0 | 23.44 | 121.2 | 15 | 2023 | 2023 | 1 | 0 | 0 | 0 | 0 | 1 |  |  |  | #N/A | 0 | 0 | 0 | 0 | #N/A | #N/A | #N/A | #N/A | #N/A | #N/A | #N/A | #N/A | #N/A | #N/A | #N/A | #N/A | #N/A | 2351 |  | 0
0 | Niassa | SP | MUEMBE | CS Lucheta | Refrigerator | PIS_refr | Electrolux | RCW 50 AC |  | Electricity | 2008 | Functioning well |  |  |  |  | CCE to remove & replace | Non-PQS and >15 years old |  | 2023-05-30 | Sousa Ribe | PIS E3/94-M | CRF | 24 | 8 | 0 | 23.44 | 121.2 | 15 | 2023 | 2023 | 1 | 0 | 0 | 0 | 0 | 1 |  |  |  | #N/A | 0 | 0 | 0 | 0 | #N/A | #N/A | #N/A | #N/A | #N/A | #N/A | #N/A | #N/A | #N/A | #N/A | #N/A | #N/A | #N/A | 2352 |  | 0
0 | Niassa | SP | NGAÚMA | CS Chamba | Refrigerator | PQS_refr | Vestfrost | VLS 054A SDD Greenline |  | Solar | 2021 | Functioning well |  |  |  |  | CCE not to replace |  |  | 2023-05-30 | Sousa Ribe | PQS E003/106 | SDR | 55.5 | 0 | 0 | 70.176 | 52 | 2 |  | 2036 | 0 | 0 | 0 | 0 | 0 | 0 |  |  |  | 0 | 0 | 0 | 0 | 0 | 0 | 70.176 | 70.176 | 70.176 | 70.176 | 70.176 | 350.88 | 52 | 52 | 52 | 52 | 52 | 260 | 2353 |  | 0
0 | Niassa | SP | NGAÚMA | CS Saite | Refrigerator | PIS_refr | Electrolux | RCW 50 AC |  | Electricity | 2008 | Functioning well |  |  |  |  | CCE to remove & replace | Non-PQS and >15 years old |  | 2023-05-30 | Sousa Ribe | PIS E3/94-M | CRF | 24 | 8 | 0 | 23.44 | 121.2 | 15 | 2023 | 2023 | 1 | 0 | 0 | 0 | 0 | 1 |  |  |  | #N/A | 0 | 0 | 0 | 0 | #N/A | #N/A | #N/A | #N/A | #N/A | #N/A | #N/A | #N/A | #N/A | #N/A | #N/A | #N/A | #N/A | 2354 |  | 0
0 | Niassa | SP | SANGA | CS 7 De Setembro | Refrigerator | PQS_refr | B Medical Systems Sarl (Dometic) | TCW 3000 AC |  | Electricity | 2015 | Functioning well |  |  |  |  | CCE not to replace |  |  | 2023-03-30 | Sousa Ribe | PQS E003/017 | ILRorF | 150 | 150 | 0 | 62.76 | 82.2 | 8 |  | 2030 | 0 | 0 | 0 | 0 | 0 | 0 |  |  |  | 0 | 0 | 0 | 0 | 0 | 0 | 62.76 | 62.76 | 62.76 | 62.76 | 62.76 | 313.8 | 82.2 | 82.2 | 82.2 | 82.2 | 82.2 | 411 | 2355 |  | 0
0 | Niassa | SP | SANGA | CS Mbagarila | Refrigerator | PIS_refr | Electrolux | RCW 50 AC |  | Electricity | 2008 | Functioning well |  |  |  |  | CCE to remove & replace | Non-PQS and >15 years old |  | 2023-05-30 | Sousa Ribe | PIS E3/94-M | CRF | 24 | 8 | 0 | 23.44 | 121.2 | 15 | 2023 | 2023 | 1 | 0 | 0 | 0 | 0 | 1 |  |  |  | #N/A | 0 | 0 | 0 | 0 | #N/A | #N/A | #N/A | #N/A | #N/A | #N/A | #N/A | #N/A | #N/A | #N/A | #N/A | #N/A | #N/A | 2356 |  | 0
0 | Niassa | SP | SANGA | CS Nacawale | Refrigerator | PIS_refr | Electrolux | RCW 50 AC |  | Electricity | 2008 | Functioning well |  |  |  |  | CCE to remove & replace | Non-PQS and >15 years old |  | 2023-05-30 | Sousa Ribe | PIS E3/94-M | CRF | 24 | 8 | 0 | 23.44 | 121.2 | 15 | 2023 | 2023 | 1 | 0 | 0 | 0 | 0 | 1 |  |  |  | #N/A | 0 | 0 | 0 | 0 | #N/A | #N/A | #N/A | #N/A | #N/A | #N/A | #N/A | #N/A | #N/A | #N/A | #N/A | #N/A | #N/A | 2357 |  | 0
0 | Niassa | SP | SANGA | CS Unango-Velho | Refrigerator | PQS_refr | Vestfrost | VLS 054A SDD Greenline |  | Solar | 2021 | Functioning well |  |  |  |  | CCE not to replace |  |  | 2023-05-30 | Sousa Ribe | PQS E003/106 | SDR | 55.5 | 0 | 0 | 70.176 | 52 | 2 |  | 2036 | 0 | 0 | 0 | 0 | 0 | 0 |  |  |  | 0 | 0 | 0 | 0 | 0 | 0 | 70.176 | 70.176 | 70.176 | 70.176 | 70.176 | 350.88 | 52 | 52 | 52 | 52 | 52 | 260 | 2358 |  | 0
0 | Nampula | SP | NAMPULA | CS A. H.Psiquiatric | Refrigerator | PQS_refr | Vestfrost | MK 144 |  | Electricity | 2019 | Functioning well |  |  |  |  | CCE not to replace |  |  | 2023-05-30 | Sousa Ribe | PQS E003/022 | ILR | 48 | 0 | 0 | 14.736 | 138 | 4 |  | 2034 | 0 | 0 | 0 | 0 | 0 | 0 |  |  |  | 0 | 0 | 0 | 0 | 0 | 0 | 14.736 | 14.736 | 14.736 | 14.736 | 14.736 | 73.68 | 138 | 138 | 138 | 138 | 138 | 690 | 2359 |  | 0
0 | Nampula | SP | ERATI | CS Intuto | Refrigerator | PQS_refr | Vestfrost | VLS 026 RF Green Line |  | Solar | 2014 | Functioning well |  |  |  |  | CCE not to replace |  |  | 2023-05-30 | Sousa Ribe | PQS E003/091 | SDRF | 20 | 34.3 | 0 | 109.2 | 52 | 9 |  | 2029 | 0 | 0 | 0 | 0 | 1 | 1 |  |  |  | 0 | 0 | 0 | 0 | #N/A | #N/A | 109.2 | 109.2 | 109.2 | 109.2 | #N/A | #N/A | 52 | 52 | 52 | 52 | #N/A | #N/A | 2360 |  | 0
0 | Nampula | SP | LALAUA | CS Lurio | Refrigerator | PQS_refr | Vestfrost | VLS 026 RF Green Line |  | Solar | 2014 | Functioning well |  |  |  |  | CCE not to replace |  |  | 2023-05-30 | Sousa Ribe | PQS E003/091 | SDRF | 20 | 34.3 | 0 | 109.2 | 52 | 9 |  | 2029 | 0 | 0 | 0 | 0 | 1 | 1 |  |  |  | 0 | 0 | 0 | 0 | #N/A | #N/A | 109.2 | 109.2 | 109.2 | 109.2 | #N/A | #N/A | 52 | 52 | 52 | 52 | #N/A | #N/A | 2361 |  | 0
0 | Nampula | SP | LALAUA | CS Mululi | Refrigerator | PQS_refr | Vestfrost | VLS 026 RF Green Line |  | Solar | 2014 | Functioning well |  |  |  |  | CCE not to replace |  |  | 2023-05-30 | Sousa Ribe | PQS E003/091 | SDRF | 20 | 34.3 | 0 | 109.2 | 52 | 9 |  | 2029 | 0 | 0 | 0 | 0 | 1 | 1 |  |  |  | 0 | 0 | 0 | 0 | #N/A | #N/A | 109.2 | 109.2 | 109.2 | 109.2 | #N/A | #N/A | 52 | 52 | 52 | 52 | #N/A | #N/A | 2362 |  | 0
0 | Nampula | SP | LALAUA | CS Namige | Refrigerator | PQS_refr | Vestfrost | VLS 056 RF SDD |  | Solar | 2019 | Functioning well |  |  |  |  | CCE not to replace |  |  | 2023-05-30 | Sousa Ribe | PQS E003/092 | SDRF | 36 | 34.3 | 0 | 116.04 | 52 | 4 |  | 2034 | 0 | 0 | 0 | 0 | 0 | 0 |  |  |  | 0 | 0 | 0 | 0 | 0 | 0 | 116.04 | 116.04 | 116.04 | 116.04 | 116.04 | 580.2 | 52 | 52 | 52 | 52 | 52 | 260 | 2363 |  | 0
0 | Nampula | SP | LARDE | CS Mucuali | Refrigerator | PQS_refr | Vestfrost | VLS 056 RF SDD |  | Solar | 2019 | Functioning well |  |  |  |  | CCE not to replace |  |  | 2023-05-30 | Sousa Ribe | PQS E003/092 | SDRF | 36 | 34.3 | 0 | 116.04 | 52 | 4 |  | 2034 | 0 | 0 | 0 | 0 | 0 | 0 |  |  |  | 0 | 0 | 0 | 0 | 0 | 0 | 116.04 | 116.04 | 116.04 | 116.04 | 116.04 | 580.2 | 52 | 52 | 52 | 52 | 52 | 260 | 2364 |  | 0
0 | Nampula | SP | LARDE | CS Moneia | Refrigerator | PQS_refr | Vestfrost | VLS 056 RF SDD |  | Solar | 2019 | Functioning well |  |  |  |  | CCE not to replace |  |  | 2023-05-30 | Sousa Ribe | PQS E003/092 | SDRF | 36 | 34.3 | 0 | 116.04 | 52 | 4 |  | 2034 | 0 | 0 | 0 | 0 | 0 | 0 |  |  |  | 0 | 0 | 0 | 0 | 0 | 0 | 116.04 | 116.04 | 116.04 | 116.04 | 116.04 | 580.2 | 52 | 52 | 52 | 52 | 52 | 260 | 2365 |  | 0
0 | Nampula | SP | LIUPO | CS Mecucune | Refrigerator | PQS_refr | Vestfrost | VLS 056 RF SDD |  | Solar | 2019 | Functioning well |  |  |  |  | CCE not to replace |  |  | 2023-05-30 | Sousa Ribe | PQS E003/092 | SDRF | 36 | 34.3 | 0 | 116.04 | 52 | 4 |  | 2034 | 0 | 0 | 0 | 0 | 0 | 0 |  |  |  | 0 | 0 | 0 | 0 | 0 | 0 | 116.04 | 116.04 | 116.04 | 116.04 | 116.04 | 580.2 | 52 | 52 | 52 | 52 | 52 | 260 | 2366 |  | 0
0 | Nampula | SP | MALEMA | CS Niona | Refrigerator | PQS_refr | Vestfrost | VLS 056 RF SDD |  | Solar | 2019 | Functioning well |  |  |  |  | CCE not to replace |  |  | 2023-05-30 | Sousa Ribe | PQS E003/092 | SDRF | 36 | 34.3 | 0 | 116.04 | 52 | 4 |  | 2034 | 0 | 0 | 0 | 0 | 0 | 0 |  |  |  | 0 | 0 | 0 | 0 | 0 | 0 | 116.04 | 116.04 | 116.04 | 116.04 | 116.04 | 580.2 | 52 | 52 | 52 | 52 | 52 | 260 | 2367 |  | 0
0 | Nampula | SP | MECONTA | CS Corrane | Refrigerator | PQS_refr | B Medical Systems Sarl (Dometic) | TCW 80 AC |  | Electricity | 2021 | Functioning well |  |  |  |  | CCE not to replace |  |  | 2023-03-30 | Sousa Ribe | PQS E003/101 | ILR | 80.5 | 0 | 0 | 71.808 | 69.6 | 2 |  | 2036 | 0 | 0 | 0 | 0 | 0 | 0 |  |  |  | 0 | 0 | 0 | 0 | 0 | 0 | 71.808 | 71.808 | 71.808 | 71.808 | 71.808 | 359.04 | 69.6 | 69.6 | 69.6 | 69.6 | 69.6 | 348 | 2368 |  | 0
0 | Nampula | SP | MECONTA | CS Meconta | Refrigerator | PQS_refr | B Medical Systems Sarl (Dometic) | TCW 80 AC |  | Electricity | 2021 | Functioning well |  |  |  |  | CCE not to replace |  |  | 2023-03-30 | Sousa Ribe | PQS E003/101 | ILR | 80.5 | 0 | 0 | 71.808 | 69.6 | 2 |  | 2036 | 0 | 0 | 0 | 0 | 0 | 0 |  |  |  | 0 | 0 | 0 | 0 | 0 | 0 | 71.808 | 71.808 | 71.808 | 71.808 | 71.808 | 359.04 | 69.6 | 69.6 | 69.6 | 69.6 | 69.6 | 348 | 2369 |  | 0
0 | Nampula | SP | MEMBA | CS Nivale | Refrigerator | PQS_refr | Vestfrost | VLS 026 RF Green Line |  | Solar | 2014 | Functioning well |  |  |  |  | CCE not to replace |  |  | 2023-05-30 | Sousa Ribe | PQS E003/091 | SDRF | 20 | 34.3 | 0 | 109.2 | 52 | 9 |  | 2029 | 0 | 0 | 0 | 0 | 1 | 1 |  |  |  | 0 | 0 | 0 | 0 | #N/A | #N/A | 109.2 | 109.2 | 109.2 | 109.2 | #N/A | #N/A | 52 | 52 | 52 | 52 | #N/A | #N/A | 2370 |  | 0
0 | Nampula | SP | MEMBA | CS Cava | Refrigerator | PQS_refr | Vestfrost | VLS 026 RF Green Line |  | Solar | 2014 | Functioning well |  |  |  |  | CCE not to replace |  |  | 2023-05-30 | Sousa Ribe | PQS E003/091 | SDRF | 20 | 34.3 | 0 | 109.2 | 52 | 9 |  | 2029 | 0 | 0 | 0 | 0 | 1 | 1 |  |  |  | 0 | 0 | 0 | 0 | #N/A | #N/A | 109.2 | 109.2 | 109.2 | 109.2 | #N/A | #N/A | 52 | 52 | 52 | 52 | #N/A | #N/A | 2371 |  | 0
0 | Nampula | SP | MOGOVOLAS | CS Calipo | Refrigerator | PQS_refr | Vestfrost | VLS 026 RF Green Line |  | Solar | 2014 | Functioning well |  |  |  |  | CCE not to replace |  |  | 2023-05-30 | Sousa Ribe | PQS E003/091 | SDRF | 20 | 34.3 | 0 | 109.2 | 52 | 9 |  | 2029 | 0 | 0 | 0 | 0 | 1 | 1 |  |  |  | 0 | 0 | 0 | 0 | #N/A | #N/A | 109.2 | 109.2 | 109.2 | 109.2 | #N/A | #N/A | 52 | 52 | 52 | 52 | #N/A | #N/A | 2372 |  | 0
0 | Nampula | SP | MOGOVOLAS | CS Iuluti | Refrigerator | PQS_refr | Vestfrost | VLS 056 RF SDD |  | Solar | 2019 | Functioning well |  |  |  |  | CCE not to replace |  |  | 2023-05-30 | Sousa Ribe | PQS E003/092 | SDRF | 36 | 34.3 | 0 | 116.04 | 52 | 4 |  | 2034 | 0 | 0 | 0 | 0 | 0 | 0 |  |  |  | 0 | 0 | 0 | 0 | 0 | 0 | 116.04 | 116.04 | 116.04 | 116.04 | 116.04 | 580.2 | 52 | 52 | 52 | 52 | 52 | 260 | 2373 |  | 0
0 | Nampula | SP | MOGOVOLAS | CS Tucua | Refrigerator | PQS_refr | Vestfrost | VLS 056 RF SDD |  | Solar | 2019 | Functioning well |  |  |  |  | CCE not to replace |  |  | 2023-05-30 | Sousa Ribe | PQS E003/092 | SDRF | 36 | 34.3 | 0 | 116.04 | 52 | 4 |  | 2034 | 0 | 0 | 0 | 0 | 0 | 0 |  |  |  | 0 | 0 | 0 | 0 | 0 | 0 | 116.04 | 116.04 | 116.04 | 116.04 | 116.04 | 580.2 | 52 | 52 | 52 | 52 | 52 | 260 | 2374 |  | 0
0 | Nampula | SP | MONAPO | CS Carapira | Refrigerator | PQS_refr | Vestfrost | MK 144 |  | Electricity | 2019 | Functioning well |  |  |  |  | CCE not to replace |  |  | 2023-05-30 | Sousa Ribe | PQS E003/022 | ILR | 48 | 0 | 0 | 14.736 | 138 | 4 |  | 2034 | 0 | 0 | 0 | 0 | 0 | 0 |  |  |  | 0 | 0 | 0 | 0 | 0 | 0 | 14.736 | 14.736 | 14.736 | 14.736 | 14.736 | 73.68 | 138 | 138 | 138 | 138 | 138 | 690 | 2375 |  | 0
0 | Nampula | SP | MONAPO | CS Metocheria | Refrigerator | PQS_refr | B Medical Systems Sarl (Dometic) | TCW 40 SDD |  | Solar | 2019 | Functioning well |  |  |  |  | CCE not to replace |  |  | 2023-05-30 | Sousa Ribe | PQS E003/042 | SDRF | 36 | 4.8 | 0 | 126.696 | 52 | 4 |  | 2034 | 0 | 0 | 0 | 0 | 0 | 0 |  |  |  | 0 | 0 | 0 | 0 | 0 | 0 | 126.696 | 126.696 | 126.696 | 126.696 | 126.696 | 633.48 | 52 | 52 | 52 | 52 | 52 | 260 | 2376 |  | 0
0 | Nampula | SP | MONAPO | CS Monapo Rio | Refrigerator | PIS_refr | Electrolux | RCW 50 AC |  | Electricity | 2008 | Functioning well |  |  |  |  | CCE to remove & replace | Non-PQS and >15 years old |  | 2023-05-30 | Sousa Ribe | PIS E3/94-M | CRF | 24 | 8 | 0 | 23.44 | 121.2 | 15 | 2023 | 2023 | 1 | 0 | 0 | 0 | 0 | 1 |  |  |  | #N/A | 0 | 0 | 0 | 0 | #N/A | #N/A | #N/A | #N/A | #N/A | #N/A | #N/A | #N/A | #N/A | #N/A | #N/A | #N/A | #N/A | 2377 |  | 0
0 | Nampula | SP | MONAPO | CS Muripotana | Refrigerator | PQS_refr | Vestfrost | VLS 056 RF SDD |  | Solar | 2019 | Functioning well |  |  |  |  | CCE not to replace |  |  | 2023-05-30 | Sousa Ribe | PQS E003/092 | SDRF | 36 | 34.3 | 0 | 116.04 | 52 | 4 |  | 2034 | 0 | 0 | 0 | 0 | 0 | 0 |  |  |  | 0 | 0 | 0 | 0 | 0 | 0 | 116.04 | 116.04 | 116.04 | 116.04 | 116.04 | 580.2 | 52 | 52 | 52 | 52 | 52 | 260 | 2378 |  | 0
0 | Nampula | SP | MOSSURIL | CS Ampita | Refrigerator | PQS_refr | Vestfrost | VLS 054A SDD Greenline |  | Solar | 2021 | Functioning well |  |  |  |  | CCE not to replace |  |  | 2023-05-30 | Sousa Ribe | PQS E003/106 | SDR | 55.5 | 0 | 0 | 70.176 | 52 | 2 |  | 2036 | 0 | 0 | 0 | 0 | 0 | 0 |  |  |  | 0 | 0 | 0 | 0 | 0 | 0 | 70.176 | 70.176 | 70.176 | 70.176 | 70.176 | 350.88 | 52 | 52 | 52 | 52 | 52 | 260 | 2379 |  | 0
0 | Nampula | SP | MOSSURIL | CS Senhote | Refrigerator | PQS_refr | Vestfrost | VLS 056 RF SDD |  | Solar | 2019 | Functioning well |  |  |  |  | CCE not to replace |  |  | 2023-05-30 | Sousa Ribe | PQS E003/092 | SDRF | 36 | 34.3 | 0 | 116.04 | 52 | 4 |  | 2034 | 0 | 0 | 0 | 0 | 0 | 0 |  |  |  | 0 | 0 | 0 | 0 | 0 | 0 | 116.04 | 116.04 | 116.04 | 116.04 | 116.04 | 580.2 | 52 | 52 | 52 | 52 | 52 | 260 | 2380 |  | 0
0 | Nampula | SP | MUECATE | CS Minicane | Refrigerator | PQS_refr | Vestfrost | VLS 056 RF SDD |  | Solar | 2019 | Functioning well |  |  |  |  | CCE not to replace |  |  | 2023-05-30 | Sousa Ribe | PQS E003/092 | SDRF | 36 | 34.3 | 0 | 116.04 | 52 | 4 |  | 2034 | 0 | 0 | 0 | 0 | 0 | 0 |  |  |  | 0 | 0 | 0 | 0 | 0 | 0 | 116.04 | 116.04 | 116.04 | 116.04 | 116.04 | 580.2 | 52 | 52 | 52 | 52 | 52 | 260 | 2381 |  | 0
0 | Nampula | SP | MURRUPULA | CS Mulhaniua | Refrigerator | PQS_refr | Vestfrost | VLS 056 RF SDD |  | Solar | 2019 | Functioning well |  |  |  |  | CCE not to replace |  |  | 2023-05-30 | Sousa Ribe | PQS E003/092 | SDRF | 36 | 34.3 | 0 | 116.04 | 52 | 4 |  | 2034 | 0 | 0 | 0 | 0 | 0 | 0 |  |  |  | 0 | 0 | 0 | 0 | 0 | 0 | 116.04 | 116.04 | 116.04 | 116.04 | 116.04 | 580.2 | 52 | 52 | 52 | 52 | 52 | 260 | 2382 |  | 0
0 | Nampula | SP | MURRUPULA | CS Namilasse | Refrigerator | PQS_refr | Vestfrost | VLS 056 RF SDD |  | Solar | 2019 | Functioning well |  |  |  |  | CCE not to replace |  |  | 2023-05-30 | Sousa Ribe | PQS E003/092 | SDRF | 36 | 34.3 | 0 | 116.04 | 52 | 4 |  | 2034 | 0 | 0 | 0 | 0 | 0 | 0 |  |  |  | 0 | 0 | 0 | 0 | 0 | 0 | 116.04 | 116.04 | 116.04 | 116.04 | 116.04 | 580.2 | 52 | 52 | 52 | 52 | 52 | 260 | 2383 |  | 0
0 | Nampula | SP | RAPALE | CS Mutivaze | Refrigerator | PQS_refr | B Medical Systems Sarl (Dometic) | TCW 80 AC |  | Electricity | 2021 | Functioning well |  |  |  |  | CCE not to replace |  |  | 2023-03-30 | Sousa Ribe | PQS E003/101 | ILR | 80.5 | 0 | 0 | 71.808 | 69.6 | 2 |  | 2036 | 0 | 0 | 0 | 0 | 0 | 0 |  |  |  | 0 | 0 | 0 | 0 | 0 | 0 | 71.808 | 71.808 | 71.808 | 71.808 | 71.808 | 359.04 | 69.6 | 69.6 | 69.6 | 69.6 | 69.6 | 348 | 2384 |  | 0
0 | Nampula | SP | RAPALE | CS Nacuca | Refrigerator | PQS_refr | Vestfrost | VLS 056 RF SDD |  | Solar | 2019 | Functioning well |  |  |  |  | CCE not to replace |  |  | 2023-05-30 | Sousa Ribe | PQS E003/092 | SDRF | 36 | 34.3 | 0 | 116.04 | 52 | 4 |  | 2034 | 0 | 0 | 0 | 0 | 0 | 0 |  |  |  | 0 | 0 | 0 | 0 | 0 | 0 | 116.04 | 116.04 | 116.04 | 116.04 | 116.04 | 580.2 | 52 | 52 | 52 | 52 | 52 | 260 | 2385 |  | 0
0 | Nampula | SP | RIBAUE | CS Lupi | Refrigerator | PQS_refr | Vestfrost | VLS 056 RF SDD |  | Solar | 2019 | Functioning well |  |  |  |  | CCE not to replace |  |  | 2023-05-30 | Sousa Ribe | PQS E003/092 | SDRF | 36 | 34.3 | 0 | 116.04 | 52 | 4 |  | 2034 | 0 | 0 | 0 | 0 | 0 | 0 |  |  |  | 0 | 0 | 0 | 0 | 0 | 0 | 116.04 | 116.04 | 116.04 | 116.04 | 116.04 | 580.2 | 52 | 52 | 52 | 52 | 52 | 260 | 2386 |  | 0
0 | Cabo Delgado | SP | ANCUABE | CS Ancuabe | Refrigerator | PQS_refr | Vestfrost | VLS 054A SDD Greenline |  | Solar | 2021 | Functioning well |  |  |  |  | CCE not to replace |  |  | 2023-05-30 | Sousa Ribe | PQS E003/106 | SDR | 55.5 | 0 | 0 | 70.176 | 52 | 2 |  | 2036 | 0 | 0 | 0 | 0 | 0 | 0 |  |  |  | 0 | 0 | 0 | 0 | 0 | 0 | 70.176 | 70.176 | 70.176 | 70.176 | 70.176 | 350.88 | 52 | 52 | 52 | 52 | 52 | 260 | 2387 |  | 0
0 | Cabo Delgado | SP | ANCUABE | CS Ngura | Refrigerator | PQS_refr | Vestfrost | VLS 026 RF Green Line |  | Solar | 2014 | Functioning well |  |  |  |  | CCE not to replace |  |  | 2023-05-30 | Sousa Ribe | PQS E003/091 | SDRF | 20 | 34.3 | 0 | 109.2 | 52 | 9 |  | 2029 | 0 | 0 | 0 | 0 | 1 | 1 |  |  |  | 0 | 0 | 0 | 0 | #N/A | #N/A | 109.2 | 109.2 | 109.2 | 109.2 | #N/A | #N/A | 52 | 52 | 52 | 52 | #N/A | #N/A | 2388 |  | 0
0 | Cabo Delgado | SP | CHIURE | CS Papa Francisco Marrupa | Refrigerator | PQS_refr | Vestfrost | VLS 054A SDD Greenline |  | Solar | 2021 | Functioning well |  |  |  |  | CCE not to replace |  |  | 2023-05-30 | Sousa Ribe | PQS E003/106 | SDR | 55.5 | 0 | 0 | 70.176 | 52 | 2 |  | 2036 | 0 | 0 | 0 | 0 | 0 | 0 |  |  |  | 0 | 0 | 0 | 0 | 0 | 0 | 70.176 | 70.176 | 70.176 | 70.176 | 70.176 | 350.88 | 52 | 52 | 52 | 52 | 52 | 260 | 2389 |  | 0
0 | Cabo Delgado | SP | CIDADE DE PEMBA | CS 18 de Outubro | Refrigerator | PQS_refr | Vestfrost | VLS 026 RF Green Line |  | Solar | 2014 | Functioning well |  |  |  |  | CCE not to replace |  |  | 2023-05-30 | Sousa Ribe | PQS E003/091 | SDRF | 20 | 34.3 | 0 | 109.2 | 52 | 9 |  | 2029 | 0 | 0 | 0 | 0 | 1 | 1 |  |  |  | 0 | 0 | 0 | 0 | #N/A | #N/A | 109.2 | 109.2 | 109.2 | 109.2 | #N/A | #N/A | 52 | 52 | 52 | 52 | #N/A | #N/A | 2390 |  | 0
0 | Cabo Delgado | SP | CIDADE DE PEMBA | CS Arco Iris | Refrigerator | PQS_refr | Vestfrost | VLS 054A SDD Greenline |  | Solar | 2021 | Functioning well |  |  |  |  | CCE not to replace |  |  | 2023-05-30 | Sousa Ribe | PQS E003/106 | SDR | 55.5 | 0 | 0 | 70.176 | 52 | 2 |  | 2036 | 0 | 0 | 0 | 0 | 0 | 0 |  |  |  | 0 | 0 | 0 | 0 | 0 | 0 | 70.176 | 70.176 | 70.176 | 70.176 | 70.176 | 350.88 | 52 | 52 | 52 | 52 | 52 | 260 | 2391 |  | 0
0 | Cabo Delgado | SP | CIDADE DE PEMBA | CS Maringanha | Refrigerator | PIS_refr | Electrolux | RCW 50 AC |  | Electricity | 2008 | Functioning well |  |  |  |  | CCE to remove & replace | Non-PQS and >15 years old |  | 2023-08-21 | Sousa Ribe | PIS E3/94-M | CRF | 24 | 8 | 0 | 23.44 | 121.2 | 15 | 2023 | 2023 | 1 | 0 | 0 | 0 | 0 | 1 |  |  |  | #N/A | 0 | 0 | 0 | 0 | #N/A | #N/A | #N/A | #N/A | #N/A | #N/A | #N/A | #N/A | #N/A | #N/A | #N/A | #N/A | #N/A | 2392 |  | 0
0 | Cabo Delgado | SP | MOCIMBOA DA PRAIA | CS Diaca | Refrigerator | PQS_refr | B Medical Systems Sarl (Dometic) | TCW 2000 AC |  | Electricity | 2021 | Functioning well |  |  |  |  | CCE not to replace |  |  | 2023-03-30 | Sousa Ribe | PQS E003/014 | ILRF | 60 | 12 | 0 | 60.216 | 112.2 | 2 |  | 2036 | 0 | 0 | 0 | 0 | 0 | 0 |  |  |  | 0 | 0 | 0 | 0 | 0 | 0 | 60.216 | 60.216 | 60.216 | 60.216 | 60.216 | 301.08 | 112.2 | 112.2 | 112.2 | 112.2 | 112.2 | 561 | 2393 |  | 0
0 | Cabo Delgado | SP | MOCIMBOA DA PRAIA | CS Marere | Refrigerator | PQS_refr | Vestfrost | VLS 054A SDD Greenline |  | Solar | 2021 | Functioning well |  |  |  |  | CCE not to replace |  |  | 2023-05-30 | Sousa Ribe | PQS E003/106 | SDR | 55.5 | 0 | 0 | 70.176 | 52 | 2 |  | 2036 | 0 | 0 | 0 | 0 | 0 | 0 |  |  |  | 0 | 0 | 0 | 0 | 0 | 0 | 70.176 | 70.176 | 70.176 | 70.176 | 70.176 | 350.88 | 52 | 52 | 52 | 52 | 52 | 260 | 2394 |  | 0
0 | Cabo Delgado | SP | MONTEPUEZ | CS Namahaca | Refrigerator | PQS_refr | B Medical Systems Sarl (Dometic) | TCW 80 AC |  | Electricity | 2021 | Functioning well |  |  |  |  | CCE not to replace |  |  | 2023-03-30 | Sousa Ribe | PQS E003/101 | ILR | 80.5 | 0 | 0 | 71.808 | 69.6 | 2 |  | 2036 | 0 | 0 | 0 | 0 | 0 | 0 |  |  |  | 0 | 0 | 0 | 0 | 0 | 0 | 71.808 | 71.808 | 71.808 | 71.808 | 71.808 | 359.04 | 69.6 | 69.6 | 69.6 | 69.6 | 69.6 | 348 | 2395 |  | 0
0 | Cabo Delgado | SP | MONTEPUEZ | CS Napai | Refrigerator | PIS_refr | Electrolux | RCW 50 AC |  | Electricity | 2008 | Functioning well |  |  |  |  | CCE to remove & replace | Non-PQS and >15 years old |  | 2023-03-30 | Sousa Ribe | PIS E3/94-M | CRF | 24 | 8 | 0 | 23.44 | 121.2 | 15 | 2023 | 2023 | 1 | 0 | 0 | 0 | 0 | 1 |  |  |  | #N/A | 0 | 0 | 0 | 0 | #N/A | #N/A | #N/A | #N/A | #N/A | #N/A | #N/A | #N/A | #N/A | #N/A | #N/A | #N/A | #N/A | 2396 |  | 0
0 | Cabo Delgado | SP | MONTEPUEZ | CS Papa Francisco Nikwapa | Refrigerator | PQS_refr | Vestfrost | MK 144 |  | Electricity | 2019 | Functioning well |  |  |  |  | CCE not to replace |  |  | 2023-05-30 | Sousa Ribe | PQS E003/022 | ILR | 48 | 0 | 0 | 14.736 | 138 | 4 |  | 2034 | 0 | 0 | 0 | 0 | 0 | 0 |  |  |  | 0 | 0 | 0 | 0 | 0 | 0 | 14.736 | 14.736 | 14.736 | 14.736 | 14.736 | 73.68 | 138 | 138 | 138 | 138 | 138 | 690 | 2397 |  | 0
0 | Cabo Delgado | SP | MUEDA | CS Mbuo | Refrigerator | PQS_refr | Vestfrost | VLS 054A SDD Greenline |  | Solar | 2021 | Functioning well |  |  |  |  | CCE not to replace |  |  | 2023-05-30 | Sousa Ribe | PQS E003/106 | SDR | 55.5 | 0 | 0 | 70.176 | 52 | 2 |  | 2036 | 0 | 0 | 0 | 0 | 0 | 0 |  |  |  | 0 | 0 | 0 | 0 | 0 | 0 | 70.176 | 70.176 | 70.176 | 70.176 | 70.176 | 350.88 | 52 | 52 | 52 | 52 | 52 | 260 | 2398 |  | 0
0 | Cabo Delgado | SP | MUEDA | CS Nimo | Refrigerator | PQS_refr | Vestfrost | VLS 056 RF SDD |  | Solar | 2019 | Functioning well |  |  |  |  | CCE not to replace |  |  | 2023-05-30 | Sousa Ribe | PQS E003/092 | SDRF | 36 | 34.3 | 0 | 116.04 | 52 | 4 |  | 2034 | 0 | 0 | 0 | 0 | 0 | 0 |  |  |  | 0 | 0 | 0 | 0 | 0 | 0 | 116.04 | 116.04 | 116.04 | 116.04 | 116.04 | 580.2 | 52 | 52 | 52 | 52 | 52 | 260 | 2399 |  | 0
[37 empty] | 0 |  |  |  | 0 | 0 | 0 | 0 | 0 | 0 | [5 empty] | 0 | [5 empty] | 0 |  |  | 0
[37 empty] | 0 |  |  |  | 0 | 0 | 0 | 0 | 0 | 0 | [5 empty] | 0 | [5 empty] | 0 |  |  | 0
[37 empty] | 0 |  |  |  | 0 | 0 | 0 | 0 | 0 | 0 | [5 empty] | 0 | [5 empty] | 0 |  |  | 0
[37 empty] | 0 |  |  |  | 0 | 0 | 0 | 0 | 0 | 0 | [5 empty] | 0 | [5 empty] | 0 |  |  | 0
[37 empty] | 0 |  |  |  | 0 | 0 | 0 | 0 | 0 | 0 | [5 empty] | 0 | [5 empty] | 0 |  |  | 0
[37 empty] | 0 |  |  |  | 0 | 0 | 0 | 0 | 0 | 0 | [5 empty] | 0 | [5 empty] | 0 |  |  | 0
[37 empty] | 0 |  |  |  | 0 | 0 | 0 | 0 | 0 | 0 | [5 empty] | 0 | [5 empty] | 0 |  |  | 0
[37 empty] | 0 |  |  |  | 0 | 0 | 0 | 0 | 0 | 0 | [5 empty] | 0 | [5 empty] | 0 |  |  | 0
[37 empty] | 0 |  |  |  | 0 | 0 | 0 | 0 | 0 | 0 | [5 empty] | 0 | [5 empty] | 0 |  |  | 0
[37 empty] | 0 |  |  |  | 0 | 0 | 0 | 0 | 0 | 0 | [5 empty] | 0 | [5 empty] | 0 |  |  | 0
[37 empty] | 0 |  |  |  | 0 | 0 | 0 | 0 | 0 | 0 | [5 empty] | 0 | [5 empty] | 0 |  |  | 0
[37 empty] | 0 |  |  |  | 0 | 0 | 0 | 0 | 0 | 0 | [5 empty] | 0 | [5 empty] | 0 |  |  | 0
[37 empty] | 0 |  |  |  | 0 | 0 | 0 | 0 | 0 | 0 | [5 empty] | 0 | [5 empty] | 0 |  |  | 0
[37 empty] | 0 |  |  |  | 0 | 0 | 0 | 0 | 0 | 0 | [5 empty] | 0 | [5 empty] | 0 |  |  | 0
[37 empty] | 0 |  |  |  | 0 | 0 | 0 | 0 | 0 | 0 | [5 empty] | 0 | [5 empty] | 0 |  |  | 0
[37 empty] | 0 |  |  |  | 0 | 0 | 0 | 0 | 0 | 0 | [5 empty] | 0 | [5 empty] | 0 |  |  | 0
[37 empty] | 0 |  |  |  | 0 | 0 | 0 | 0 | 0 | 0 | [5 empty] | 0 | [5 empty] | 0 |  |  | 0
[37 empty] | 0 |  |  |  | 0 | 0 | 0 | 0 | 0 | 0 | [5 empty] | 0 | [5 empty] | 0 |  |  | 0
[37 empty] | 0 |  |  |  | 0 | 0 | 0 | 0 | 0 | 0 | [5 empty] | 0 | [5 empty] | 0 |  |  | 0
[37 empty] | 0 |  |  |  | 0 | 0 | 0 | 0 | 0 | 0 | [5 empty] | 0 | [5 empty] | 0 |  |  | 0
[37 empty] | 0 |  |  |  | 0 | 0 | 0 | 0 | 0 | 0 | [5 empty] | 0 | [5 empty] | 0 |  |  | 0
[37 empty] | 0 |  |  |  | 0 | 0 | 0 | 0 | 0 | 0 | [5 empty] | 0 | [5 empty] | 0 |  |  | 0
[37 empty] | 0 |  |  |  | 0 | 0 | 0 | 0 | 0 | 0 | [5 empty] | 0 | [5 empty] | 0 |  |  | 0
[37 empty] | 0 |  |  |  | 0 | 0 | 0 | 0 | 0 | 0 | [5 empty] | 0 | [5 empty] | 0 |  |  | 0
[37 empty] | 0 |  |  |  | 0 | 0 | 0 | 0 | 0 | 0 | [5 empty] | 0 | [5 empty] | 0 |  |  | 0
[37 empty] | 0 |  |  |  | 0 | 0 | 0 | 0 | 0 | 0 | [5 empty] | 0 | [5 empty] | 0 |  |  | 0
[37 empty] | 0 |  |  |  | 0 | 0 | 0 | 0 | 0 | 0 | [5 empty] | 0 | [5 empty] | 0 |  |  | 0
[37 empty] | 0 |  |  |  | 0 | 0 | 0 | 0 | 0 | 0 | [5 empty] | 0 | [5 empty] | 0 |  |  | 0
[37 empty] | 0 |  |  |  | 0 | 0 | 0 | 0 | 0 | 0 | [5 empty] | 0 | [5 empty] | 0 |  |  | 0
[37 empty] | 0 |  |  |  | 0 | 0 | 0 | 0 | 0 | 0 | [5 empty] | 0 | [5 empty] | 0 |  |  | 0
[37 empty] | 0 |  |  |  | 0 | 0 | 0 | 0 | 0 | 0 | [5 empty] | 0 | [5 empty] | 0 |  |  | 0
[37 empty] | 0 |  |  |  | 0 | 0 | 0 | 0 | 0 | 0 | [5 empty] | 0 | [5 empty] | 0 |  |  | 0
[37 empty] | 0 |  |  |  | 0 | 0 | 0 | 0 | 0 | 0 | [5 empty] | 0 | [5 empty] | 0 |  |  | 0
[37 empty] | 0 |  |  |  | 0 | 0 | 0 | 0 | 0 | 0 | [5 empty] | 0 | [5 empty] | 0 |  |  | 0
[37 empty] | 0 |  |  |  | 0 | 0 | 0 | 0 | 0 | 0 | [5 empty] | 0 | [5 empty] | 0 |  |  | 0
[37 empty] | 0 |  |  |  | 0 | 0 | 0 | 0 | 0 | 0 | [5 empty] | 0 | [5 empty] | 0 |  |  | 0
[37 empty] | 0 |  |  |  | 0 | 0 | 0 | 0 | 0 | 0 | [5 empty] | 0 | [5 empty] | 0 |  |  | 0
[37 empty] | 0 |  |  |  | 0 | 0 | 0 | 0 | 0 | 0 | [5 empty] | 0 | [5 empty] | 0 |  |  | 0
[37 empty] | 0 |  |  |  | 0 | 0 | 0 | 0 | 0 | 0 | [5 empty] | 0 | [5 empty] | 0 |  |  | 0
[37 empty] | 0 |  |  |  | 0 | 0 | 0 | 0 | 0 | 0 | [5 empty] | 0 | [5 empty] | 0 |  |  | 0
[37 empty] | 0 |  |  |  | 0 | 0 | 0 | 0 | 0 | 0 | [5 empty] | 0 | [5 empty] | 0 |  |  | 0
[37 empty] | 0 |  |  |  | 0 | 0 | 0 | 0 | 0 | 0 | [5 empty] | 0 | [5 empty] | 0 |  |  | 0
[37 empty] | 0 |  |  |  | 0 | 0 | 0 | 0 | 0 | 0 | [5 empty] | 0 | [5 empty] | 0 |  |  | 0
[37 empty] | 0 |  |  |  | 0 | 0 | 0 | 0 | 0 | 0 | [5 empty] | 0 | [5 empty] | 0 |  |  | 0
[37 empty] | 0 |  |  |  | 0 | 0 | 0 | 0 | 0 | 0 | [5 empty] | 0 | [5 empty] | 0 |  |  | 0
[37 empty] | 0 |  |  |  | 0 | 0 | 0 | 0 | 0 | 0 | [5 empty] | 0 | [5 empty] | 0 |  |  | 0
[37 empty] | 0 |  |  |  | 0 | 0 | 0 | 0 | 0 | 0 | [5 empty] | 0 | [5 empty] | 0 |  |  | 0
[37 empty] | 0 |  |  |  | 0 | 0 | 0 | 0 | 0 | 0 | [5 empty] | 0 | [5 empty] | 0 |  |  | 0
[37 empty] | 0 |  |  |  | 0 | 0 | 0 | 0 | 0 | 0 | [5 empty] | 0 | [5 empty] | 0 |  |  | 0
[37 empty] | 0 |  |  |  | 0 | 0 | 0 | 0 | 0 | 0 | [5 empty] | 0 | [5 empty] | 0 |  |  | 0
[37 empty] | 0 |  |  |  | 0 | 0 | 0 | 0 | 0 | 0 | [5 empty] | 0 | [5 empty] | 0 |  |  | 0
[37 empty] | 0 |  |  |  | 0 | 0 | 0 | 0 | 0 | 0 | [5 empty] | 0 | [5 empty] | 0 |  |  | 0
[37 empty] | 0 |  |  |  | 0 | 0 | 0 | 0 | 0 | 0 | [5 empty] | 0 | [5 empty] | 0 |  |  | 0
[37 empty] | 0 |  |  |  | 0 | 0 | 0 | 0 | 0 | 0 | [5 empty] | 0 | [5 empty] | 0 |  |  | 0
[37 empty] | 0 |  |  |  | 0 | 0 | 0 | 0 | 0 | 0 | [5 empty] | 0 | [5 empty] | 0 |  |  | 0
[37 empty] | 0 |  |  |  | 0 | 0 | 0 | 0 | 0 | 0 | [5 empty] | 0 | [5 empty] | 0 |  |  | 0
[37 empty] | 0 |  |  |  | 0 | 0 | 0 | 0 | 0 | 0 | [5 empty] | 0 | [5 empty] | 0 |  |  | 0
[37 empty] | 0 |  |  |  | 0 | 0 | 0 | 0 | 0 | 0 | [5 empty] | 0 | [5 empty] | 0 |  |  | 0
[37 empty] | 0 |  |  |  | 0 | 0 | 0 | 0 | 0 | 0 | [5 empty] | 0 | [5 empty] | 0 |  |  | 0
[37 empty] | 0 |  |  |  | 0 | 0 | 0 | 0 | 0 | 0 | [5 empty] | 0 | [5 empty] | 0 |  |  | 0
[37 empty] | 0 |  |  |  | 0 | 0 | 0 | 0 | 0 | 0 | [5 empty] | 0 | [5 empty] | 0 |  |  | 0
[37 empty] | 0 |  |  |  | 0 | 0 | 0 | 0 | 0 | 0 | [5 empty] | 0 | [5 empty] | 0 |  |  | 0
[37 empty] | 0 |  |  |  | 0 | 0 | 0 | 0 | 0 | 0 | [5 empty] | 0 | [5 empty] | 0 |  |  | 0
[37 empty] | 0 |  |  |  | 0 | 0 | 0 | 0 | 0 | 0 | [5 empty] | 0 | [5 empty] | 0 |  |  | 0
[37 empty] | 0 |  |  |  | 0 | 0 | 0 | 0 | 0 | 0 | [5 empty] | 0 | [5 empty] | 0 |  |  | 0
[37 empty] | 0 |  |  |  | 0 | 0 | 0 | 0 | 0 | 0 | [5 empty] | 0 | [5 empty] | 0 |  |  | 0
[37 empty] | 0 |  |  |  | 0 | 0 | 0 | 0 | 0 | 0 | [5 empty] | 0 | [5 empty] | 0 |  |  | 0
[37 empty] | 0 |  |  |  | 0 | 0 | 0 | 0 | 0 | 0 | [5 empty] | 0 | [5 empty] | 0 |  |  | 0
[37 empty] | 0 |  |  |  | 0 | 0 | 0 | 0 | 0 | 0 | [5 empty] | 0 | [5 empty] | 0 |  |  | 0
[37 empty] | 0 |  |  |  | 0 | 0 | 0 | 0 | 0 | 0 | [5 empty] | 0 | [5 empty] | 0 |  |  | 0
[37 empty] | 0 |  |  |  | 0 | 0 | 0 | 0 | 0 | 0 | [5 empty] | 0 | [5 empty] | 0 |  |  | 0
[37 empty] | 0 |  |  |  | 0 | 0 | 0 | 0 | 0 | 0 | [5 empty] | 0 | [5 empty] | 0 |  |  | 0
[37 empty] | 0 |  |  |  | 0 | 0 | 0 | 0 | 0 | 0 | [5 empty] | 0 | [5 empty] | 0 |  |  | 0
[37 empty] | 0 |  |  |  | 0 | 0 | 0 | 0 | 0 | 0 | [5 empty] | 0 | [5 empty] | 0 |  |  | 0
[37 empty] | 0 |  |  |  | 0 | 0 | 0 | 0 | 0 | 0 | [5 empty] | 0 | [5 empty] | 0 |  |  | 0
[37 empty] | 0 |  |  |  | 0 | 0 | 0 | 0 | 0 | 0 | [5 empty] | 0 | [5 empty] | 0 |  |  | 0
[37 empty] | 0 |  |  |  | 0 | 0 | 0 | 0 | 0 | 0 | [5 empty] | 0 | [5 empty] | 0 |  |  | 0
[37 empty] | 0 |  |  |  | 0 | 0 | 0 | 0 | 0 | 0 | [5 empty] | 0 | [5 empty] | 0 |  |  | 0
[37 empty] | 0 |  |  |  | 0 | 0 | 0 | 0 | 0 | 0 | [5 empty] | 0 | [5 empty] | 0 |  |  | 0
[37 empty] | 0 |  |  |  | 0 | 0 | 0 | 0 | 0 | 0 | [5 empty] | 0 | [5 empty] | 0 |  |  | 0
[37 empty] | 0 |  |  |  | 0 | 0 | 0 | 0 | 0 | 0 | [5 empty] | 0 | [5 empty] | 0 |  |  | 0
[37 empty] | 0 |  |  |  | 0 | 0 | 0 | 0 | 0 | 0 | [5 empty] | 0 | [5 empty] | 0 |  |  | 0
[37 empty] | 0 |  |  |  | 0 | 0 | 0 | 0 | 0 | 0 | [5 empty] | 0 | [5 empty] | 0 |  |  | 0
[37 empty] | 0 |  |  |  | 0 | 0 | 0 | 0 | 0 | 0 | [5 empty] | 0 | [5 empty] | 0 |  |  | 0
[37 empty] | 0 |  |  |  | 0 | 0 | 0 | 0 | 0 | 0 | [5 empty] | 0 | [5 empty] | 0 |  |  | 0
[37 empty] | 0 |  |  |  | 0 | 0 | 0 | 0 | 0 | 0 | [5 empty] | 0 | [5 empty] | 0 |  |  | 0
[37 empty] | 0 |  |  |  | 0 | 0 | 0 | 0 | 0 | 0 | [5 empty] | 0 | [5 empty] | 0 |  |  | 0
[37 empty] | 0 |  |  |  | 0 | 0 | 0 | 0 | 0 | 0 | [5 empty] | 0 | [5 empty] | 0 |  |  | 0
[37 empty] | 0 |  |  |  | 0 | 0 | 0 | 0 | 0 | 0 | [5 empty] | 0 | [5 empty] | 0 |  |  | 0
[37 empty] | 0 |  |  |  | 0 | 0 | 0 | 0 | 0 | 0 | [5 empty] | 0 | [5 empty] | 0 |  |  | 0
[37 empty] | 0 |  |  |  | 0 | 0 | 0 | 0 | 0 | 0 | [5 empty] | 0 | [5 empty] | 0 |  |  | 0
[37 empty] | 0 |  |  |  | 0 | 0 | 0 | 0 | 0 | 0 | [5 empty] | 0 | [5 empty] | 0 |  |  | 0
[37 empty] | 0 |  |  |  | 0 | 0 | 0 | 0 | 0 | 0 | [5 empty] | 0 | [5 empty] | 0 |  |  | 0
[37 empty] | 0 |  |  |  | 0 | 0 | 0 | 0 | 0 | 0 | [5 empty] | 0 | [5 empty] | 0 |  |  | 0
[37 empty] | 0 |  |  |  | 0 | 0 | 0 | 0 | 0 | 0 | [5 empty] | 0 | [5 empty] | 0 |  |  | 0
[37 empty] | 0 |  |  |  | 0 | 0 | 0 | 0 | 0 | 0 | [5 empty] | 0 | [5 empty] | 0 |  |  | 0
[37 empty] | 0 |  |  |  | 0 | 0 | 0 | 0 | 0 | 0 | [5 empty] | 0 | [5 empty] | 0 |  |  | 0
[37 empty] | 0 |  |  |  | 0 | 0 | 0 | 0 | 0 | 0 | [5 empty] | 0 | [5 empty] | 0 |  |  | 0
[37 empty] | 0 |  |  |  | 0 | 0 | 0 | 0 | 0 | 0 | [5 empty] | 0 | [5 empty] | 0 |  |  | 0
[37 empty] | 0 |  |  |  | 0 | 0 | 0 | 0 | 0 | 0 | [5 empty] | 0 | [5 empty] | 0 |  |  | 0
[37 empty] | 0 |  |  |  | 0 | 0 | 0 | 0 | 0 | 0 | [5 empty] | 0 | [5 empty] | 0 |  |  | 0
[37 empty] | 0 |  |  |  | 0 | 0 | 0 | 0 | 0 | 0 | [5 empty] | 0 | [5 empty] | 0 |  |  | 0
[37 empty] | 0 |  |  |  | 0 | 0 | 0 | 0 | 0 | 0 | [5 empty] | 0 | [5 empty] | 0 |  |  | 0
[37 empty] | 0 |  |  |  | 0 | 0 | 0 | 0 | 0 | 0 | [5 empty] | 0 | [5 empty] | 0 |  |  | 0
[37 empty] | 0 |  |  |  | 0 | 0 | 0 | 0 | 0 | 0 | [5 empty] | 0 | [5 empty] | 0 |  |  | 0
[37 empty] | 0 |  |  |  | 0 | 0 | 0 | 0 | 0 | 0 | [5 empty] | 0 | [5 empty] | 0 |  |  | 0
[37 empty] | 0 |  |  |  | 0 | 0 | 0 | 0 | 0 | 0 | [5 empty] | 0 | [5 empty] | 0 |  |  | 0
[37 empty] | 0 |  |  |  | 0 | 0 | 0 | 0 | 0 | 0 | [5 empty] | 0 | [5 empty] | 0 |  |  | 0
[37 empty] | 0 |  |  |  | 0 | 0 | 0 | 0 | 0 | 0 | [5 empty] | 0 | [5 empty] | 0 |  |  | 0
[37 empty] | 0 |  |  |  | 0 | 0 | 0 | 0 | 0 | 0 | [5 empty] | 0 | [5 empty] | 0 |  |  | 0
[37 empty] | 0 |  |  |  | 0 | 0 | 0 | 0 | 0 | 0 | [5 empty] | 0 | [5 empty] | 0 |  |  | 0
[37 empty] | 0 |  |  |  | 0 | 0 | 0 | 0 | 0 | 0 | [5 empty] | 0 | [5 empty] | 0 |  |  | 0
[37 empty] | 0 |  |  |  | 0 | 0 | 0 | 0 | 0 | 0 | [5 empty] | 0 | [5 empty] | 0 |  |  | 0
[37 empty] | 0 |  |  |  | 0 | 0 | 0 | 0 | 0 | 0 | [5 empty] | 0 | [5 empty] | 0 |  |  | 0
[37 empty] | 0 |  |  |  | 0 | 0 | 0 | 0 | 0 | 0 | [5 empty] | 0 | [5 empty] | 0 |  |  | 0
[37 empty] | 0 |  |  |  | 0 | 0 | 0 | 0 | 0 | 0 | [5 empty] | 0 | [5 empty] | 0 |  |  | 0
[37 empty] | 0 |  |  |  | 0 | 0 | 0 | 0 | 0 | 0 | [5 empty] | 0 | [5 empty] | 0 |  |  | 0
[37 empty] | 0 |  |  |  | 0 | 0 | 0 | 0 | 0 | 0 | [5 empty] | 0 | [5 empty] | 0 |  |  | 0
[37 empty] | 0 |  |  |  | 0 | 0 | 0 | 0 | 0 | 0 | [5 empty] | 0 | [5 empty] | 0 |  |  | 0
[37 empty] | 0 |  |  |  | 0 | 0 | 0 | 0 | 0 | 0 | [5 empty] | 0 | [5 empty] | 0 |  |  | 0
[37 empty] | 0 |  |  |  | 0 | 0 | 0 | 0 | 0 | 0 | [5 empty] | 0 | [5 empty] | 0 |  |  | 0
[37 empty] | 0 |  |  |  | 0 | 0 | 0 | 0 | 0 | 0 | [5 empty] | 0 | [5 empty] | 0 |  |  | 0
[37 empty] | 0 |  |  |  | 0 | 0 | 0 | 0 | 0 | 0 | [5 empty] | 0 | [5 empty] | 0 |  |  | 0
[37 empty] | 0 |  |  |  | 0 | 0 | 0 | 0 | 0 | 0 | [5 empty] | 0 | [5 empty] | 0 |  |  | 0
[37 empty] | 0 |  |  |  | 0 | 0 | 0 | 0 | 0 | 0 | [5 empty] | 0 | [5 empty] | 0 |  |  | 0
[37 empty] | 0 |  |  |  | 0 | 0 | 0 | 0 | 0 | 0 | [5 empty] | 0 | [5 empty] | 0 |  |  | 0
[37 empty] | 0 |  |  |  | 0 | 0 | 0 | 0 | 0 | 0 | [5 empty] | 0 | [5 empty] | 0 |  |  | 0
[37 empty] | 0 |  |  |  | 0 | 0 | 0 | 0 | 0 | 0 | [5 empty] | 0 | [5 empty] | 0 |  |  | 0
[37 empty] | 0 |  |  |  | 0 | 0 | 0 | 0 | 0 | 0 | [5 empty] | 0 | [5 empty] | 0 |  |  | 0
[37 empty] | 0 |  |  |  | 0 | 0 | 0 | 0 | 0 | 0 | [5 empty] | 0 | [5 empty] | 0 |  |  | 0
[37 empty] | 0 |  |  |  | 0 | 0 | 0 | 0 | 0 | 0 | [5 empty] | 0 | [5 empty] | 0 |  |  | 0
[37 empty] | 0 |  |  |  | 0 | 0 | 0 | 0 | 0 | 0 | [5 empty] | 0 | [5 empty] | 0 |  |  | 0
[37 empty] | 0 |  |  |  | 0 | 0 | 0 | 0 | 0 | 0 | [5 empty] | 0 | [5 empty] | 0 |  |  | 0
[37 empty] | 0 |  |  |  | 0 | 0 | 0 | 0 | 0 | 0 | [5 empty] | 0 | [5 empty] | 0 |  |  | 0
[37 empty] | 0 |  |  |  | 0 | 0 | 0 | 0 | 0 | 0 | [5 empty] | 0 | [5 empty] | 0 |  |  | 0
[37 empty] | 0 |  |  |  | 0 | 0 | 0 | 0 | 0 | 0 | [5 empty] | 0 | [5 empty] | 0 |  |  | 0
[37 empty] | 0 |  |  |  | 0 | 0 | 0 | 0 | 0 | 0 | [5 empty] | 0 | [5 empty] | 0 |  |  | 0
[37 empty] | 0 |  |  |  | 0 | 0 | 0 | 0 | 0 | 0 | [5 empty] | 0 | [5 empty] | 0 |  |  | 0
[37 empty] | 0 |  |  |  | 0 | 0 | 0 | 0 | 0 | 0 | [5 empty] | 0 | [5 empty] | 0 |  |  | 0
[37 empty] | 0 |  |  |  | 0 | 0 | 0 | 0 | 0 | 0 | [5 empty] | 0 | [5 empty] | 0 |  |  | 0
[37 empty] | 0 |  |  |  | 0 | 0 | 0 | 0 | 0 | 0 | [5 empty] | 0 | [5 empty] | 0 |  |  | 0
[37 empty] | 0 |  |  |  | 0 | 0 | 0 | 0 | 0 | 0 | [5 empty] | 0 | [5 empty] | 0 |  |  | 0
[37 empty] | 0 |  |  |  | 0 | 0 | 0 | 0 | 0 | 0 | [5 empty] | 0 | [5 empty] | 0 |  |  | 0
[37 empty] | 0 |  |  |  | 0 | 0 | 0 | 0 | 0 | 0 | [5 empty] | 0 | [5 empty] | 0 |  |  | 0
[37 empty] | 0 |  |  |  | 0 | 0 | 0 | 0 | 0 | 0 | [5 empty] | 0 | [5 empty] | 0 |  |  | 0
[37 empty] | 0 |  |  |  | 0 | 0 | 0 | 0 | 0 | 0 | [5 empty] | 0 | [5 empty] | 0 |  |  | 0
[37 empty] | 0 |  |  |  | 0 | 0 | 0 | 0 | 0 | 0 | [5 empty] | 0 | [5 empty] | 0 |  |  | 0
[37 empty] | 0 |  |  |  | 0 | 0 | 0 | 0 | 0 | 0 | [5 empty] | 0 | [5 empty] | 0 |  |  | 0
[37 empty] | 0 |  |  |  | 0 | 0 | 0 | 0 | 0 | 0 | [5 empty] | 0 | [5 empty] | 0 |  |  | 0
[37 empty] | 0 |  |  |  | 0 | 0 | 0 | 0 | 0 | 0 | [5 empty] | 0 | [5 empty] | 0 |  |  | 0
[37 empty] | 0 |  |  |  | 0 | 0 | 0 | 0 | 0 | 0 | [5 empty] | 0 | [5 empty] | 0 |  |  | 0
[37 empty] | 0 |  |  |  | 0 | 0 | 0 | 0 | 0 | 0 | [5 empty] | 0 | [5 empty] | 0 |  |  | 0
[37 empty] | 0 |  |  |  | 0 | 0 | 0 | 0 | 0 | 0 | [5 empty] | 0 | [5 empty] | 0 |  |  | 0
[37 empty] | 0 |  |  |  | 0 | 0 | 0 | 0 | 0 | 0 | [5 empty] | 0 | [5 empty] | 0 |  |  | 0
[37 empty] | 0 |  |  |  | 0 | 0 | 0 | 0 | 0 | 0 | [5 empty] | 0 | [5 empty] | 0 |  |  | 0
[37 empty] | 0 |  |  |  | 0 | 0 | 0 | 0 | 0 | 0 | [5 empty] | 0 | [5 empty] | 0 |  |  | 0
[37 empty] | 0 |  |  |  | 0 | 0 | 0 | 0 | 0 | 0 | [5 empty] | 0 | [5 empty] | 0 |  |  | 0
[37 empty] | 0 |  |  |  | 0 | 0 | 0 | 0 | 0 | 0 | [5 empty] | 0 | [5 empty] | 0 |  |  | 0
[37 empty] | 0 |  |  |  | 0 | 0 | 0 | 0 | 0 | 0 | [5 empty] | 0 | [5 empty] | 0 |  |  | 0
[37 empty] | 0 |  |  |  | 0 | 0 | 0 | 0 | 0 | 0 | [5 empty] | 0 | [5 empty] | 0 |  |  | 0
[37 empty] | 0 |  |  |  | 0 | 0 | 0 | 0 | 0 | 0 | [5 empty] | 0 | [5 empty] | 0 |  |  | 0
[37 empty] | 0 |  |  |  | 0 | 0 | 0 | 0 | 0 | 0 | [5 empty] | 0 | [5 empty] | 0 |  |  | 0
[37 empty] | 0 |  |  |  | 0 | 0 | 0 | 0 | 0 | 0 | [5 empty] | 0 | [5 empty] | 0 |  |  | 0
[37 empty] | 0 |  |  |  | 0 | 0 | 0 | 0 | 0 | 0 | [5 empty] | 0 | [5 empty] | 0 |  |  | 0
[37 empty] | 0 |  |  |  | 0 | 0 | 0 | 0 | 0 | 0 | [5 empty] | 0 | [5 empty] | 0 |  |  | 0
[37 empty] | 0 |  |  |  | 0 | 0 | 0 | 0 | 0 | 0 | [5 empty] | 0 | [5 empty] | 0 |  |  | 0
[37 empty] | 0 |  |  |  | 0 | 0 | 0 | 0 | 0 | 0 | [5 empty] | 0 | [5 empty] | 0 |  |  | 0
[37 empty] | 0 |  |  |  | 0 | 0 | 0 | 0 | 0 | 0 | [5 empty] | 0 | [5 empty] | 0 |  |  | 0
[37 empty] | 0 |  |  |  | 0 | 0 | 0 | 0 | 0 | 0 | [5 empty] | 0 | [5 empty] | 0 |  |  | 0
[37 empty] | 0 |  |  |  | 0 | 0 | 0 | 0 | 0 | 0 | [5 empty] | 0 | [5 empty] | 0 |  |  | 0
[37 empty] | 0 |  |  |  | 0 | 0 | 0 | 0 | 0 | 0 | [5 empty] | 0 | [5 empty] | 0 |  |  | 0
[37 empty] | 0 |  |  |  | 0 | 0 | 0 | 0 | 0 | 0 | [5 empty] | 0 | [5 empty] | 0 |  |  | 0
[37 empty] | 0 |  |  |  | 0 | 0 | 0 | 0 | 0 | 0 | [5 empty] | 0 | [5 empty] | 0 |  |  | 0
[37 empty] | 0 |  |  |  | 0 | 0 | 0 | 0 | 0 | 0 | [5 empty] | 0 | [5 empty] | 0 |  |  | 0
[37 empty] | 0 |  |  |  | 0 | 0 | 0 | 0 | 0 | 0 | [5 empty] | 0 | [5 empty] | 0 |  |  | 0
[37 empty] | 0 |  |  |  | 0 | 0 | 0 | 0 | 0 | 0 | [5 empty] | 0 | [5 empty] | 0 |  |  | 0
[37 empty] | 0 |  |  |  | 0 | 0 | 0 | 0 | 0 | 0 | [5 empty] | 0 | [5 empty] | 0 |  |  | 0
[37 empty] | 0 |  |  |  | 0 | 0 | 0 | 0 | 0 | 0 | [5 empty] | 0 | [5 empty] | 0 |  |  | 0
[37 empty] | 0 |  |  |  | 0 | 0 | 0 | 0 | 0 | 0 | [5 empty] | 0 | [5 empty] | 0 |  |  | 0
[37 empty] | 0 |  |  |  | 0 | 0 | 0 | 0 | 0 | 0 | [5 empty] | 0 | [5 empty] | 0 |  |  | 0
[37 empty] | 0 |  |  |  | 0 | 0 | 0 | 0 | 0 | 0 | [5 empty] | 0 | [5 empty] | 0 |  |  | 0
[37 empty] | 0 |  |  |  | 0 | 0 | 0 | 0 | 0 | 0 | [5 empty] | 0 | [5 empty] | 0 |  |  | 0
[37 empty] | 0 |  |  |  | 0 | 0 | 0 | 0 | 0 | 0 | [5 empty] | 0 | [5 empty] | 0 |  |  | 0
[37 empty] | 0 |  |  |  | 0 | 0 | 0 | 0 | 0 | 0 | [5 empty] | 0 | [5 empty] | 0 |  |  | 0
[37 empty] | 0 |  |  |  | 0 | 0 | 0 | 0 | 0 | 0 | [5 empty] | 0 | [5 empty] | 0 |  |  | 0
[37 empty] | 0 |  |  |  | 0 | 0 | 0 | 0 | 0 | 0 | [5 empty] | 0 | [5 empty] | 0 |  |  | 0
[37 empty] | 0 |  |  |  | 0 | 0 | 0 | 0 | 0 | 0 | [5 empty] | 0 | [5 empty] | 0 |  |  | 0
[37 empty] | 0 |  |  |  | 0 | 0 | 0 | 0 | 0 | 0 | [5 empty] | 0 | [5 empty] | 0 |  |  | 0
[37 empty] | 0 |  |  |  | 0 | 0 | 0 | 0 | 0 | 0 | [5 empty] | 0 | [5 empty] | 0 |  |  | 0
[37 empty] | 0 |  |  |  | 0 | 0 | 0 | 0 | 0 | 0 | [5 empty] | 0 | [5 empty] | 0 |  |  | 0
[37 empty] | 0 |  |  |  | 0 | 0 | 0 | 0 | 0 | 0 | [5 empty] | 0 | [5 empty] | 0 |  |  | 0
[37 empty] | 0 |  |  |  | 0 | 0 | 0 | 0 | 0 | 0 | [5 empty] | 0 | [5 empty] | 0 |  |  | 0
[37 empty] | 0 |  |  |  | 0 | 0 | 0 | 0 | 0 | 0 | [5 empty] | 0 | [5 empty] | 0 |  |  | 0
[37 empty] | 0 |  |  |  | 0 | 0 | 0 | 0 | 0 | 0 | [5 empty] | 0 | [5 empty] | 0 |  |  | 0
[37 empty] | 0 |  |  |  | 0 | 0 | 0 | 0 | 0 | 0 | [5 empty] | 0 | [5 empty] | 0 |  |  | 0
[37 empty] | 0 |  |  |  | 0 | 0 | 0 | 0 | 0 | 0 | [5 empty] | 0 | [5 empty] | 0 |  |  | 0
[37 empty] | 0 |  |  |  | 0 | 0 | 0 | 0 | 0 | 0 | [5 empty] | 0 | [5 empty] | 0 |  |  | 0
[37 empty] | 0 |  |  |  | 0 | 0 | 0 | 0 | 0 | 0 | [5 empty] | 0 | [5 empty] | 0 |  |  | 0
[37 empty] | 0 |  |  |  | 0 | 0 | 0 | 0 | 0 | 0 | [5 empty] | 0 | [5 empty] | 0 |  |  | 0
[37 empty] | 0 |  |  |  | 0 | 0 | 0 | 0 | 0 | 0 | [5 empty] | 0 | [5 empty] | 0 |  |  | 0
[37 empty] | 0 |  |  |  | 0 | 0 | 0 | 0 | 0 | 0 | [5 empty] | 0 | [5 empty] | 0 |  |  | 0
[37 empty] | 0 |  |  |  | 0 | 0 | 0 | 0 | 0 | 0 | [5 empty] | 0 | [5 empty] | 0 |  |  | 0
[37 empty] | 0 |  |  |  | 0 | 0 | 0 | 0 | 0 | 0 | [5 empty] | 0 | [5 empty] | 0 |  |  | 0
[37 empty] | 0 |  |  |  | 0 | 0 | 0 | 0 | 0 | 0 | [5 empty] | 0 | [5 empty] | 0 |  |  | 0
[37 empty] | 0 |  |  |  | 0 | 0 | 0 | 0 | 0 | 0 | [5 empty] | 0 | [5 empty] | 0 |  |  | 0
[37 empty] | 0 |  |  |  | 0 | 0 | 0 | 0 | 0 | 0 | [5 empty] | 0 | [5 empty] | 0 |  |  | 0
[37 empty] | 0 |  |  |  | 0 | 0 | 0 | 0 | 0 | 0 | [5 empty] | 0 | [5 empty] | 0 |  |  | 0
[37 empty] | 0 |  |  |  | 0 | 0 | 0 | 0 | 0 | 0 | [5 empty] | 0 | [5 empty] | 0 |  |  | 0
[37 empty] | 0 |  |  |  | 0 | 0 | 0 | 0 | 0 | 0 | [5 empty] | 0 | [5 empty] | 0 |  |  | 0
[37 empty] | 0 |  |  |  | 0 | 0 | 0 | 0 | 0 | 0 | [5 empty] | 0 | [5 empty] | 0 |  |  | 0
[37 empty] | 0 |  |  |  | 0 | 0 | 0 | 0 | 0 | 0 | [5 empty] | 0 | [5 empty] | 0 |  |  | 0
[37 empty] | 0 |  |  |  | 0 | 0 | 0 | 0 | 0 | 0 | [5 empty] | 0 | [5 empty] | 0 |  |  | 0
[37 empty] | 0 |  |  |  | 0 | 0 | 0 | 0 | 0 | 0 | [5 empty] | 0 | [5 empty] | 0 |  |  | 0
[37 empty] | 0 |  |  |  | 0 | 0 | 0 | 0 | 0 | 0 | [5 empty] | 0 | [5 empty] | 0 |  |  | 0
[37 empty] | 0 |  |  |  | 0 | 0 | 0 | 0 | 0 | 0 | [5 empty] | 0 | [5 empty] | 0 |  |  | 0
[37 empty] | 0 |  |  |  | 0 | 0 | 0 | 0 | 0 | 0 | [5 empty] | 0 | [5 empty] | 0 |  |  | 0
[37 empty] | 0 |  |  |  | 0 | 0 | 0 | 0 | 0 | 0 | [5 empty] | 0 | [5 empty] | 0 |  |  | 0
[37 empty] | 0 |  |  |  | 0 | 0 | 0 | 0 | 0 | 0 | [5 empty] | 0 | [5 empty] | 0 |  |  | 0
[37 empty] | 0 |  |  |  | 0 | 0 | 0 | 0 | 0 | 0 | [5 empty] | 0 | [5 empty] | 0 |  |  | 0
[37 empty] | 0 |  |  |  | 0 | 0 | 0 | 0 | 0 | 0 | [5 empty] | 0 | [5 empty] | 0 |  |  | 0
[37 empty] | 0 |  |  |  | 0 | 0 | 0 | 0 | 0 | 0 | [5 empty] | 0 | [5 empty] | 0 |  |  | 0
[37 empty] | 0 |  |  |  | 0 | 0 | 0 | 0 | 0 | 0 | [5 empty] | 0 | [5 empty] | 0 |  |  | 0
[37 empty] | 0 |  |  |  | 0 | 0 | 0 | 0 | 0 | 0 | [5 empty] | 0 | [5 empty] | 0 |  |  | 0
[37 empty] | 0 |  |  |  | 0 | 0 | 0 | 0 | 0 | 0 | [5 empty] | 0 | [5 empty] | 0 |  |  | 0
[37 empty] | 0 |  |  |  | 0 | 0 | 0 | 0 | 0 | 0 | [5 empty] | 0 | [5 empty] | 0 |  |  | 0
[37 empty] | 0 |  |  |  | 0 | 0 | 0 | 0 | 0 | 0 | [5 empty] | 0 | [5 empty] | 0 |  |  | 0
[37 empty] | 0 |  |  |  | 0 | 0 | 0 | 0 | 0 | 0 | [5 empty] | 0 | [5 empty] | 0 |  |  | 0
[37 empty] | 0 |  |  |  | 0 | 0 | 0 | 0 | 0 | 0 | [5 empty] | 0 | [5 empty] | 0 |  |  | 0
[37 empty] | 0 |  |  |  | 0 | 0 | 0 | 0 | 0 | 0 | [5 empty] | 0 | [5 empty] | 0 |  |  | 0
[37 empty] | 0 |  |  |  | 0 | 0 | 0 | 0 | 0 | 0 | [5 empty] | 0 | [5 empty] | 0 |  |  | 0
[37 empty] | 0 |  |  |  | 0 | 0 | 0 | 0 | 0 | 0 | [5 empty] | 0 | [5 empty] | 0 |  |  | 0
[37 empty] | 0 |  |  |  | 0 | 0 | 0 | 0 | 0 | 0 | [5 empty] | 0 | [5 empty] | 0 |  |  | 0
[37 empty] | 0 |  |  |  | 0 | 0 | 0 | 0 | 0 | 0 | [5 empty] | 0 | [5 empty] | 0 |  |  | 0
[37 empty] | 0 |  |  |  | 0 | 0 | 0 | 0 | 0 | 0 | [5 empty] | 0 | [5 empty] | 0 |  |  | 0
[37 empty] | 0 |  |  |  | 0 | 0 | 0 | 0 | 0 | 0 | [5 empty] | 0 | [5 empty] | 0 |  |  | 0
[37 empty] | 0 |  |  |  | 0 | 0 | 0 | 0 | 0 | 0 | [5 empty] | 0 | [5 empty] | 0 |  |  | 0
[37 empty] | 0 |  |  |  | 0 | 0 | 0 | 0 | 0 | 0 | [5 empty] | 0 | [5 empty] | 0 |  |  | 0
[37 empty] | 0 |  |  |  | 0 | 0 | 0 | 0 | 0 | 0 | [5 empty] | 0 | [5 empty] | 0 |  |  | 0
[37 empty] | 0 |  |  |  | 0 | 0 | 0 | 0 | 0 | 0 | [5 empty] | 0 | [5 empty] | 0 |  |  | 0
[37 empty] | 0 |  |  |  | 0 | 0 | 0 | 0 | 0 | 0 | [5 empty] | 0 | [5 empty] | 0 |  |  | 0
[37 empty] | 0 |  |  |  | 0 | 0 | 0 | 0 | 0 | 0 | [5 empty] | 0 | [5 empty] | 0 |  |  | 0
[37 empty] | 0 |  |  |  | 0 | 0 | 0 | 0 | 0 | 0 | [5 empty] | 0 | [5 empty] | 0 |  |  | 0
[37 empty] | 0 |  |  |  | 0 | 0 | 0 | 0 | 0 | 0 | [5 empty] | 0 | [5 empty] | 0 |  |  | 0
[37 empty] | 0 |  |  |  | 0 | 0 | 0 | 0 | 0 | 0 | [5 empty] | 0 | [5 empty] | 0 |  |  | 0
[37 empty] | 0 |  |  |  | 0 | 0 | 0 | 0 | 0 | 0 | [5 empty] | 0 | [5 empty] | 0 |  |  | 0
[37 empty] | 0 |  |  |  | 0 | 0 | 0 | 0 | 0 | 0 | [5 empty] | 0 | [5 empty] | 0 |  |  | 0
[37 empty] | 0 |  |  |  | 0 | 0 | 0 | 0 | 0 | 0 | [5 empty] | 0 | [5 empty] | 0 |  |  | 0
[37 empty] | 0 |  |  |  | 0 | 0 | 0 | 0 | 0 | 0 | [5 empty] | 0 | [5 empty] | 0 |  |  | 0
[37 empty] | 0 |  |  |  | 0 | 0 | 0 | 0 | 0 | 0 | [5 empty] | 0 | [5 empty] | 0 |  |  | 0
[37 empty] | 0 |  |  |  | 0 | 0 | 0 | 0 | 0 | 0 | [5 empty] | 0 | [5 empty] | 0 |  |  | 0
[37 empty] | 0 |  |  |  | 0 | 0 | 0 | 0 | 0 | 0 | [5 empty] | 0 | [5 empty] | 0 |  |  | 0
[37 empty] | 0 |  |  |  | 0 | 0 | 0 | 0 | 0 | 0 | [5 empty] | 0 | [5 empty] | 0 |  |  | 0
[37 empty] | 0 |  |  |  | 0 | 0 | 0 | 0 | 0 | 0 | [5 empty] | 0 | [5 empty] | 0 |  |  | 0
[37 empty] | 0 |  |  |  | 0 | 0 | 0 | 0 | 0 | 0 | [5 empty] | 0 | [5 empty] | 0 |  |  | 0
[37 empty] | 0 |  |  |  | 0 | 0 | 0 | 0 | 0 | 0 | [5 empty] | 0 | [5 empty] | 0 |  |  | 0
[37 empty] | 0 |  |  |  | 0 | 0 | 0 | 0 | 0 | 0 | [5 empty] | 0 | [5 empty] | 0 |  |  | 0
[37 empty] | 0 |  |  |  | 0 | 0 | 0 | 0 | 0 | 0 | [5 empty] | 0 | [5 empty] | 0 |  |  | 0
[37 empty] | 0 |  |  |  | 0 | 0 | 0 | 0 | 0 | 0 | [5 empty] | 0 | [5 empty] | 0 |  |  | 0
[37 empty] | 0 |  |  |  | 0 | 0 | 0 | 0 | 0 | 0 | [5 empty] | 0 | [5 empty] | 0 |  |  | 0
[37 empty] | 0 |  |  |  | 0 | 0 | 0 | 0 | 0 | 0 | [5 empty] | 0 | [5 empty] | 0 |  |  | 0
[37 empty] | 0 |  |  |  | 0 | 0 | 0 | 0 | 0 | 0 | [5 empty] | 0 | [5 empty] | 0 |  |  | 0
[37 empty] | 0 |  |  |  | 0 | 0 | 0 | 0 | 0 | 0 | [5 empty] | 0 | [5 empty] | 0 |  |  | 0
[37 empty] | 0 |  |  |  | 0 | 0 | 0 | 0 | 0 | 0 | [5 empty] | 0 | [5 empty] | 0 |  |  | 0
[37 empty] | 0 |  |  |  | 0 | 0 | 0 | 0 | 0 | 0 | [5 empty] | 0 | [5 empty] | 0 |  |  | 0
[37 empty] | 0 |  |  |  | 0 | 0 | 0 | 0 | 0 | 0 | [5 empty] | 0 | [5 empty] | 0 |  |  | 0
[37 empty] | 0 |  |  |  | 0 | 0 | 0 | 0 | 0 | 0 | [5 empty] | 0 | [5 empty] | 0 |  |  | 0
[37 empty] | 0 |  |  |  | 0 | 0 | 0 | 0 | 0 | 0 | [5 empty] | 0 | [5 empty] | 0 |  |  | 0
[37 empty] | 0 |  |  |  | 0 | 0 | 0 | 0 | 0 | 0 | [5 empty] | 0 | [5 empty] | 0 |  |  | 0
[37 empty] | 0 |  |  |  | 0 | 0 | 0 | 0 | 0 | 0 | [5 empty] | 0 | [5 empty] | 0 |  |  | 0
[37 empty] | 0 |  |  |  | 0 | 0 | 0 | 0 | 0 | 0 | [5 empty] | 0 | [5 empty] | 0 |  |  | 0
[37 empty] | 0 |  |  |  | 0 | 0 | 0 | 0 | 0 | 0 | [5 empty] | 0 | [5 empty] | 0 |  |  | 0
[37 empty] | 0 |  |  |  | 0 | 0 | 0 | 0 | 0 | 0 | [5 empty] | 0 | [5 empty] | 0 |  |  | 0
[37 empty] | 0 |  |  |  | 0 | 0 | 0 | 0 | 0 | 0 | [5 empty] | 0 | [5 empty] | 0 |  |  | 0
[37 empty] | 0 |  |  |  | 0 | 0 | 0 | 0 | 0 | 0 | [5 empty] | 0 | [5 empty] | 0 |  |  | 0
[37 empty] | 0 |  |  |  | 0 | 0 | 0 | 0 | 0 | 0 | [5 empty] | 0 | [5 empty] | 0 |  |  | 0
[37 empty] | 0 |  |  |  | 0 | 0 | 0 | 0 | 0 | 0 | [5 empty] | 0 | [5 empty] | 0 |  |  | 0
[37 empty] | 0 |  |  |  | 0 | 0 | 0 | 0 | 0 | 0 | [5 empty] | 0 | [5 empty] | 0 |  |  | 0
[37 empty] | 0 |  |  |  | 0 | 0 | 0 | 0 | 0 | 0 | [5 empty] | 0 | [5 empty] | 0 |  |  | 0
[37 empty] | 0 |  |  |  | 0 | 0 | 0 | 0 | 0 | 0 | [5 empty] | 0 | [5 empty] | 0 |  |  | 0
[37 empty] | 0 |  |  |  | 0 | 0 | 0 | 0 | 0 | 0 | [5 empty] | 0 | [5 empty] | 0 |  |  | 0
[37 empty] | 0 |  |  |  | 0 | 0 | 0 | 0 | 0 | 0 | [5 empty] | 0 | [5 empty] | 0 |  |  | 0
[37 empty] | 0 |  |  |  | 0 | 0 | 0 | 0 | 0 | 0 | [5 empty] | 0 | [5 empty] | 0 |  |  | 0
[37 empty] | 0 |  |  |  | 0 | 0 | 0 | 0 | 0 | 0 | [5 empty] | 0 | [5 empty] | 0 |  |  | 0
[37 empty] | 0 |  |  |  | 0 | 0 | 0 | 0 | 0 | 0 | [5 empty] | 0 | [5 empty] | 0 |  |  | 0
[37 empty] | 0 |  |  |  | 0 | 0 | 0 | 0 | 0 | 0 | [5 empty] | 0 | [5 empty] | 0 |  |  | 0
[37 empty] | 0 |  |  |  | 0 | 0 | 0 | 0 | 0 | 0 | [5 empty] | 0 | [5 empty] | 0 |  |  | 0
[37 empty] | 0 |  |  |  | 0 | 0 | 0 | 0 | 0 | 0 | [5 empty] | 0 | [5 empty] | 0 |  |  | 0
[37 empty] | 0 |  |  |  | 0 | 0 | 0 | 0 | 0 | 0 | [5 empty] | 0 | [5 empty] | 0 |  |  | 0
[37 empty] | 0 |  |  |  | 0 | 0 | 0 | 0 | 0 | 0 | [5 empty] | 0 | [5 empty] | 0 |  |  | 0
[37 empty] | 0 |  |  |  | 0 | 0 | 0 | 0 | 0 | 0 | [5 empty] | 0 | [5 empty] | 0 |  |  | 0
Note on AG9: An1: Année en cours de planification.

## Grl_status
ANALYSIS OF COLD CHAIN EQUIPMENT | [11 empty] | Level: | SP
| 1. Distribution of facilities per electrification status (SP) | [6 empty] | 2. Distribution of CEE per functional status (SP) | [7 empty] | 3. Distribution of CCE per PQ norms (SP) | [6 empty] | 4. Distribution of CCE per manufacturer (SP) | [6 empty] | 5. Distribution of CCE per type PIS/PQS (SP) | [9 empty] | 6. Distribution of CCE per age (SP) | [6 empty] | 7. Distribution of CCE per energy source (SP)
[40 empty] | 5 | 10 | 15
| electricity >16 h | electricity 8-16 h | electricity <8 h | No electricity | Total |  |  | Functioning well | Functional, need repair | Not functional for breakage | Commissioning issues | New , not installed yet | Non specified | Total |  | PQS | PIS | UCC | Non_PQ | WIC/FR | Total |  | Vestfrost | B Medical Systems Sarl (Dometic) | Electrolux | Dulas | Others | Total |  | Icelined refrigerators | Absorption refrigerators | Compression refrigerators | Solar refrigerators | Ice/Water pack freezers | Others | Walk-in cold room | Walk-in freezer room | Total |  | <=5years | 5-10years | 10-15years | >15years | Non specified | Total |  | Electricity | Solar | Gas | Kerosene | Non specified | Total
| >16 h | 8-16 h | <8 h | No |  |  |  | Functioning well | Functional, needs repair | Not functional, for breakage | Commissioning issues | New, not installed yet |  |  |  | PQS | PIS | UCC | Non_PQ | WICFR |  |  | 1403 | 313 | 108 | 4 | 0 | 1828 |  | ILR/ILRF | AR/ARF | CR/CRF | SBD/SDD | WPF | UCC | WICR | WIFR | Total |  | 1513 | 199 | 102 | 14 | 0 | 1828 |  | 773 | 1040 | 0 | 15 | 0 | 1828
| 0 | 63 | 919 | 872 | 1854 |  |  | 1698 | 37 | 93 | 0 | 0 | 0 | 1828 |  | 1719 | 109 | 0 | 0 | 0 | 1828 |  | 0.76751 | 0.17123 | 0.059081 | 0.0021882 | 0 |  |  | 673 | 15 | 76 | 1040 | 0 | 0 | 0 | 0 | 1804
| Distribution of CEE per PQ norms and functional status | [10 empty] | Distribution of CCE per age and per functional status | [9 empty] | Distribution of CCE per age and per functional status at Health Facility | [10 empty] | Distribution of CCE per age and per functional status at District | [10 empty] | Distribution of CCE per age and per functional status at Province
|  |  | PQS | PIS | UCC | Non_PQ | Total | [7 empty] | <=5years | 5-10years | 10-15years | >15years | Non specified | Total |  |  |  |  | <=5years | 5-10years | 10-15years | >15years | Non specified | Total |  |  |  |  | <=5years | 5-10years | 10-15years | >15years | Non specified | Total | [5 empty] | <=5years | 5-10years | 10-15years | >15years | Non specified | Total
| Functioning well | Functioning well | 2085 | 104 | 0 | 52 | 2241 | [5 empty] | Functioning well | Functioning well | 1902 | 228 | 110 | 1 | 0 | 2241 |  |  | Functioning well | Functioning well | 1430 | 170 | 97 | 1 | 0 | 1698 |  |  | Functioning well | Functioning well | 395 | 38 | 9 | 0 | 0 | 442 |  |  |  | Functioning well | Functioning well | 0 | 0 | 0 | 0 | 0 | 0
| Functional, need repair | Functional, needs repair | 27 | 15 | 0 | 0 | 42 | [5 empty] | Functional, need repair | Functional, needs repair | 19 | 8 | 0 | 15 | 0 | 42 |  |  | Functional, need repair | Functional, needs repair | 17 | 7 | 0 | 13 | 0 | 37 |  |  | Functional, need repair | Functional, needs repair | 2 | 1 | 0 | 2 | 0 | 5 |  |  |  | Functional, need repair | Functional, needs repair | 0 | 0 | 0 | 0 | 0 | 0
| Not functional for breakage | Not functional, for breakage | 113 | 3 | 0 | 0 | 116 | [5 empty] | Not functional for breakage | Not functional, for breakage | 83 | 26 | 7 | 0 | 0 | 116 |  |  | Not functional for breakage | Not functional, for breakage | 66 | 22 | 5 | 0 | 0 | 93 |  |  | Not functional for breakage | Not functional, for breakage | 17 | 2 | 2 | 0 | 0 | 21 |  |  |  | Not functional for breakage | Not functional, for breakage | 0 | 0 | 0 | 0 | 0 | 0
| Commissioning issues | Commissioning issues | 0 | 0 | 0 | 0 | 0 | [5 empty] | Commissioning issues | Commissioning issues | 0 | 0 | 0 | 0 | 0 | 0 |  |  | Commissioning issues | Commissioning issues | 0 | 0 | 0 | 0 | 0 | 0 |  |  | Commissioning issues | Commissioning issues | 0 | 0 | 0 | 0 | 0 | 0 |  |  |  | Commissioning issues | Commissioning issues | 0 | 0 | 0 | 0 | 0 | 0
| New , not installed yet | New, not installed yet | 0 | 0 | 0 | 0 | 0 | [5 empty] | New , not installed yet | New, not installed yet | 0 | 0 | 0 | 0 | 0 | 0 |  |  | New , not installed yet | New, not installed yet | 0 | 0 | 0 | 0 | 0 | 0 |  |  | New , not installed yet | New, not installed yet | 0 | 0 | 0 | 0 | 0 | 0 |  |  |  | New , not installed yet | New, not installed yet | 0 | 0 | 0 | 0 | 0 | 0
| Non specified | 0 | 0 | 0 | 0 | 0 | 0 | [5 empty] | Non specified |  | 0 | 0 | 0 | 0 | 0 | 0 |  |  | Non specified |  | 0 | 0 | 0 | 0 | 0 | 0 |  |  | Non specified |  | 0 | 0 | 0 | 0 | 0 | 0 |  |  |  | Non specified |  | 0 | 0 | 0 | 0 | 0 | 0

## Brandless_summary
CCE Brandless Summary Dashboard |  |  |  |  | CCE Brandless Summary Dashboard
|  |  | Based on: | PQS |  |  |  | Number of CCE units required per supply chain level | [5 empty] | Number of facilities to be equipped per supply chain level
[8 empty] | Primary | Sub-National 1 | Sub-National 2 | Lowest Distribution | Service points |  | Primary | Sub-National 1 | Sub-National 2 | Lowest Distribution | Service points
Product type | Product group | Category | Min volume | Median volume | CCE_category | WICFR |  | PR | SN1 | SN2 | LD | SP | Total | PR | SN1 | SN2 | LD | SP
Mains powered | Mains Refrigerator | <60L | 27 | 44 | Mains Refrigerator ≤60L |  | ILR | 0 | 0 | 0 | 0 | 0 | 0 | 0 | 0 | 0 | 0 | 0
Mains powered | Mains Refrigerator | >=60<120L | 61 | 89.25 | Mains Refrigerator >60<120L |  | ILR | 0 | 0 | 0 | 0 | 0 | 0 | 0 | 0 | 0 | 0 | 0
Mains powered | Mains Refrigerator | >=120L | 122 | 196 | Mains Refrigerator ≥120L |  | ILR | 0 | 0 | 0 | 0 | 0 | 0 | 0 | 0 | 0 | 0 | 0
Mains powered | Mains Refr&Freez | <60L | 30 | 48 | Mains Refr&Freez <60L |  | ILRF | 0 | 0 | 0 | 0 | 0 | 0 | 0 | 0 | 0 | 0 | 0
Mains powered | Mains Refr&Freez | >=60<=120L | 0 | 0 | Mains Refr&Freez >60≤120L |  | ILRF | 0 | 0 | 0 | 0 | 0 | 0 | 0 | 0 | 0 | 0 | 0
Mains powered | Mains Refr&Freez | >=120L | 120 | 136.5 | Mains Refr&Freez ≥120L |  | ILRF | 0 | 0 | 0 | 0 | 0 | 0 | 0 | 0 | 0 | 0 | 0
Mains powered | Mains vaccine Freez | <150L | 68 | 113 | Mains vaccine Freez <150L |  | VWPF | 0 | 0 | 0 | 0 | 0 | 0 | 0 | 0 | 0 | 0 | 0
Mains powered | Mains vaccine Freez | >=150L | 166 | 240 | Mains vaccine Freez ≥150L |  | VWPF | 0 | 0 | 0 | 0 | 0 | 0 | 0 | 0 | 0 | 0 | 0
SDDs | SDD Refrigerator | <60L | 10 | 26.25 | SDD Refrigerator <60L |  | SDR | 0 | 0 | 0 | 0 | 0 | 0 | 0 | 0 | 0 | 0 | 0
SDDs | SDD Refrigerator | >=60<120L | 75 | 92 | SDD Refrigerator ≥60<120L |  | SDR | 0 | 0 | 0 | 0 | 0 | 0 | 0 | 0 | 0 | 0 | 0
SDDs | SDD Refrigerator | >=120L | 128 | 163 | SDD Refrigerator ≥120L |  | SDR | 0 | 0 | 0 | 0 | 0 | 0 | 0 | 0 | 0 | 0 | 0
SDDs | SDD Refr&Freez | <60L | 16 | 36 | SDD Refr&Freez <60L |  | SDRF | 0 | 0 | 0 | 0 | 0 | 0 | 0 | 0 | 0 | 0 | 0
SDDs | SDD Refr&Freez | >=60<=120L | 61.25 | 100 | SDD Refr&Freez >60≤120L |  | SDRF | 0 | 0 | 0 | 0 | 0 | 0 | 0 | 0 | 0 | 0 | 0
SDDs | SDD Refr&Freez | >120L | 0 | 0 | SDD Refr&Freez >120L |  | SDRF | 0 | 0 | 0 | 0 | 0 | 0 | 0 | 0 | 0 | 0 | 0
SDDs | Solar waterpack freezer | ≥30 - <120L | 0 | 0 | Solar waterpack freezer <120L |  | VWPF | 0 | 0 | 0 | 0 | 0 | 0 | 0 | 0 | 0 | 0 | 0
Mains powered | Walk-in Cold Room | 10 m3 | 2400 | 2400 | WICR-10m3 |  | WICR | 0 | 0 | 0 | 0 | 0 | 0 | 0 | 0 | 0 | 0 | 0
Mains powered | Walk-in Cold Room | 30 m3 | 7200 | 7200 | WICR-30m3 |  | WICR | 0 | 0 | 0 | 0 | 0 | 0 | 0 | 0 | 0 | 0 | 0
Mains powered | Walk-in Cold Room | 40 m3 | 9600 | 9600 | WICR-40m3 | WICR | WICR | 0 | 0 | 0 | 0 | 0 | 0 | 0 | 0 | 0 | 0 | 0
Mains powered | Walk-in Freezer Room | 20 m3 | 4800 | 4800 | WIFR-20m3 | WIFR | WIFR | 0 | 0 | 0 | 0 | 0 | 0 | 0 | 0 | 0 | 0 | 0
[8 empty] | 0 | 0 | 0 | 0 | 0 | 0 | 0 | 0 | 0 | 0 | 0

## Eval_Value4Money
Cost-efficiency analysis
NN° | Supply Chain Level | Total cost of CCE selected ($USD) | Total cost of median prices ($USD) | opportunity for savings
1 | SP | 0 | 0
2 | LD | 0 | 0
3 | SN2 | 0 | 0
4 | SN1 | 0 | 0
5 | PR | 0 | 0
| Total | 0 | 0

## ODP_export
Facility level CCE Brandless Deployment | [6 empty] | Source of funding
NN° | Province | District | Facilities (SP, LD) | Supply Chain Level | Type of intervention | CCE Brandless Category | Number of units | Total cost of median prices ($USD) | CCE Preferred Model | Capacity at +5°C | Number of units | Total cost of CCE selected ($USD)
#DIV/0! |  | #DIV/0! | #DIV/0! |  | #DIV/0!
[7 empty] | 0 | 0 | 0 |  | 0
[7 empty] | 0 | 0 | 0 |  | 0
[7 empty] | 0 | 0 | 0 |  | 0
[7 empty] | 0 | 0 | 0 |  | 0
[7 empty] | 0 | 0 | 0 |  | 0
[7 empty] | 0 | 0 | 0 |  | 0
[7 empty] | 0 | 0 | 0 |  | 0
[7 empty] | 0 | 0 | 0 |  | 0
[7 empty] | 0 | 0 | 0 |  | 0
[7 empty] | 0 | 0 | 0 |  | 0
[7 empty] | 0 | 0 | 0 |  | 0
[7 empty] | 0 | 0 | 0 |  | 0
[7 empty] | 0 | 0 | 0 |  | 0
[7 empty] | 0 | 0 | 0 |  | 0
[7 empty] | 0 | 0 | 0 |  | 0
[7 empty] | 0 | 0 | 0 |  | 0
[7 empty] | 0 | 0 | 0 |  | 0
[7 empty] | 0 | 0 | 0 |  | 0
[7 empty] | 0 | 0 | 0 |  | 0
[7 empty] | 0 | 0 | 0 |  | 0
[7 empty] | 0 | 0 | 0 |  | 0
[7 empty] | 0 | 0 | 0 |  | 0
[7 empty] | 0 | 0 | 0 |  | 0
[7 empty] | 0 | 0 | 0 |  | 0
[7 empty] | 0 | 0 | 0 |  | 0
[7 empty] | 0 | 0 | 0 |  | 0
[7 empty] | 0 | 0 | 0 |  | 0
[7 empty] | 0 | 0 | 0 |  | 0
[7 empty] | 0 | 0 | 0 |  | 0
[7 empty] | 0 | 0 | 0 |  | 0
[7 empty] | 0 | 0 | 0 |  | 0
[7 empty] | 0 | 0 | 0 |  | 0
[7 empty] | 0 | 0 | 0 |  | 0
[7 empty] | 0 | 0 | 0 |  | 0
[7 empty] | 0 | 0 | 0 |  | 0
[7 empty] | 0 | 0 | 0 |  | 0
[7 empty] | 0 | 0 | 0 |  | 0
[7 empty] | 0 | 0 | 0 |  | 0
[7 empty] | 0 | 0 | 0 |  | 0
[7 empty] | 0 | 0 | 0 |  | 0
[7 empty] | 0 | 0 | 0 |  | 0
[7 empty] | 0 | 0 | 0 |  | 0
[7 empty] | 0 | 0 | 0 |  | 0
[7 empty] | 0 | 0 | 0 |  | 0
[7 empty] | 0 | 0 | 0 |  | 0
[7 empty] | 0 | 0 | 0 |  | 0
[7 empty] | 0 | 0 | 0 |  | 0
[7 empty] | 0 | 0 | 0 |  | 0
[7 empty] | 0 | 0 | 0 |  | 0
[7 empty] | 0 | 0 | 0 |  | 0
[7 empty] | 0 | 0 | 0 |  | 0
[7 empty] | 0 | 0 | 0 |  | 0
[7 empty] | 0 | 0 | 0 |  | 0
[7 empty] | 0 | 0 | 0 |  | 0
[7 empty] | 0 | 0 | 0 |  | 0
[7 empty] | 0 | 0 | 0 |  | 0
[7 empty] | 0 | 0 | 0 |  | 0
[7 empty] | 0 | 0 | 0 |  | 0
[7 empty] | 0 | 0 | 0 |  | 0
[7 empty] | 0 | 0 | 0 |  | 0
[7 empty] | 0 | 0 | 0 |  | 0
[7 empty] | 0 | 0 | 0 |  | 0
[7 empty] | 0 | 0 | 0 |  | 0
[7 empty] | 0 | 0 | 0 |  | 0
[7 empty] | 0 | 0 | 0 |  | 0
[7 empty] | 0 | 0 | 0 |  | 0
[7 empty] | 0 | 0 | 0 |  | 0
[7 empty] | 0 | 0 | 0 |  | 0
[7 empty] | 0 | 0 | 0 |  | 0
[7 empty] | 0 | 0 | 0 |  | 0
[7 empty] | 0 | 0 | 0 |  | 0
[7 empty] | 0 | 0 | 0 |  | 0
[7 empty] | 0 | 0 | 0 |  | 0
[7 empty] | 0 | 0 | 0 |  | 0
[7 empty] | 0 | 0 | 0 |  | 0
[7 empty] | 0 | 0 | 0 |  | 0
[7 empty] | 0 | 0 | 0 |  | 0
[7 empty] | 0 | 0 | 0 |  | 0
[7 empty] | 0 | 0 | 0 |  | 0
[7 empty] | 0 | 0 | 0 |  | 0
[7 empty] | 0 | 0 | 0 |  | 0
[7 empty] | 0 | 0 | 0 |  | 0
[7 empty] | 0 | 0 | 0 |  | 0
[7 empty] | 0 | 0 | 0 |  | 0
[7 empty] | 0 | 0 | 0 |  | 0
[7 empty] | 0 | 0 | 0 |  | 0
[7 empty] | 0 | 0 | 0 |  | 0
[7 empty] | 0 | 0 | 0 |  | 0
[7 empty] | 0 | 0 | 0 |  | 0
[7 empty] | 0 | 0 | 0 |  | 0
[7 empty] | 0 | 0 | 0 |  | 0
[7 empty] | 0 | 0 | 0 |  | 0
[7 empty] | 0 | 0 | 0 |  | 0
[7 empty] | 0 | 0 | 0 |  | 0
[7 empty] | 0 | 0 | 0 |  | 0
[7 empty] | 0 | 0 | 0 |  | 0
[7 empty] | 0 | 0 | 0 |  | 0
[7 empty] | 0 | 0 | 0 |  | 0
[7 empty] | 0 | 0 | 0 |  | 0
[7 empty] | 0 | 0 | 0 |  | 0
[7 empty] | 0 | 0 | 0 |  | 0
[7 empty] | 0 | 0 | 0 |  | 0
[7 empty] | 0 | 0 | 0 |  | 0
[7 empty] | 0 | 0 | 0 |  | 0
[7 empty] | 0 | 0 | 0 |  | 0
[7 empty] | 0 | 0 | 0 |  | 0
[7 empty] | 0 | 0 | 0 |  | 0
[7 empty] | 0 | 0 | 0 |  | 0
[7 empty] | 0 | 0 | 0 |  | 0
[7 empty] | 0 | 0 | 0 |  | 0
[7 empty] | 0 | 0 | 0 |  | 0
[7 empty] | 0 | 0 | 0 |  | 0
[7 empty] | 0 | 0 | 0 |  | 0
[7 empty] | 0 | 0 | 0 |  | 0
[7 empty] | 0 | 0 | 0 |  | 0
[7 empty] | 0 | 0 | 0 |  | 0
[7 empty] | 0 | 0 | 0 |  | 0
[7 empty] | 0 | 0 | 0 |  | 0
[7 empty] | 0 | 0 | 0 |  | 0
[7 empty] | 0 | 0 | 0 |  | 0
[7 empty] | 0 | 0 | 0 |  | 0
[7 empty] | 0 | 0 | 0 |  | 0
[7 empty] | 0 | 0 | 0 |  | 0
[7 empty] | 0 | 0 | 0 |  | 0
[7 empty] | 0 | 0 | 0 |  | 0
[7 empty] | 0 | 0 | 0 |  | 0
[7 empty] | 0 | 0 | 0 |  | 0
[7 empty] | 0 | 0 | 0 |  | 0
[7 empty] | 0 | 0 | 0 |  | 0
[7 empty] | 0 | 0 | 0 |  | 0
[7 empty] | 0 | 0 | 0 |  | 0
[7 empty] | 0 | 0 | 0 |  | 0
[7 empty] | 0 | 0 | 0 |  | 0
[7 empty] | 0 | 0 | 0 |  | 0
[7 empty] | 0 | 0 | 0 |  | 0
[7 empty] | 0 | 0 | 0 |  | 0
[7 empty] | 0 | 0 | 0 |  | 0
[7 empty] | 0 | 0 | 0 |  | 0
[7 empty] | 0 | 0 | 0 |  | 0
[7 empty] | 0 | 0 | 0 |  | 0
[7 empty] | 0 | 0 | 0 |  | 0
[7 empty] | 0 | 0 | 0 |  | 0
[7 empty] | 0 | 0 | 0 |  | 0
[7 empty] | 0 | 0 | 0 |  | 0
[7 empty] | 0 | 0 | 0 |  | 0
[7 empty] | 0 | 0 | 0 |  | 0
[7 empty] | 0 | 0 | 0 |  | 0
[7 empty] | 0 | 0 | 0 |  | 0
[7 empty] | 0 | 0 | 0 |  | 0
[7 empty] | 0 | 0 | 0 |  | 0
[7 empty] | 0 | 0 | 0 |  | 0
[7 empty] | 0 | 0 | 0 |  | 0
[7 empty] | 0 | 0 | 0 |  | 0
[7 empty] | 0 | 0 | 0 |  | 0
[7 empty] | 0 | 0 | 0 |  | 0
[7 empty] | 0 | 0 | 0 |  | 0
[7 empty] | 0 | 0 | 0 |  | 0
[7 empty] | 0 | 0 | 0 |  | 0
[7 empty] | 0 | 0 | 0 |  | 0
[7 empty] | 0 | 0 | 0 |  | 0
[7 empty] | 0 | 0 | 0 |  | 0
[7 empty] | 0 | 0 | 0 |  | 0
[7 empty] | 0 | 0 | 0 |  | 0
[7 empty] | 0 | 0 | 0 |  | 0
[7 empty] | 0 | 0 | 0 |  | 0
[7 empty] | 0 | 0 | 0 |  | 0
[7 empty] | 0 | 0 | 0 |  | 0
[7 empty] | 0 | 0 | 0 |  | 0
[7 empty] | 0 | 0 | 0 |  | 0
[7 empty] | 0 | 0 | 0 |  | 0
[7 empty] | 0 | 0 | 0 |  | 0
[7 empty] | 0 | 0 | 0 |  | 0
[7 empty] | 0 | 0 | 0 |  | 0
[7 empty] | 0 | 0 | 0 |  | 0
[7 empty] | 0 | 0 | 0 |  | 0
[7 empty] | 0 | 0 | 0 |  | 0
[7 empty] | 0 | 0 | 0 |  | 0
[7 empty] | 0 | 0 | 0 |  | 0
[7 empty] | 0 | 0 | 0 |  | 0
[7 empty] | 0 | 0 | 0 |  | 0
[7 empty] | 0 | 0 | 0 |  | 0
[7 empty] | 0 | 0 | 0 |  | 0
[7 empty] | 0 | 0 | 0 |  | 0
[7 empty] | 0 | 0 | 0 |  | 0
[7 empty] | 0 | 0 | 0 |  | 0
[7 empty] | 0 | 0 | 0 |  | 0
[7 empty] | 0 | 0 | 0 |  | 0
[7 empty] | 0 | 0 | 0 |  | 0
[7 empty] | 0 | 0 | 0 |  | 0
[7 empty] | 0 | 0 | 0 |  | 0
[7 empty] | 0 | 0 | 0 |  | 0
[7 empty] | 0 | 0 | 0 |  | 0
[7 empty] | 0 | 0 | 0 |  | 0
[7 empty] | 0 | 0 | 0 |  | 0
[7 empty] | 0 | 0 | 0 |  | 0
[7 empty] | 0 | 0 | 0 |  | 0
[7 empty] | 0 | 0 | 0 |  | 0
[7 empty] | 0 | 0 | 0 |  | 0
[7 empty] | 0 | 0 | 0 |  | 0
[7 empty] | 0 | 0 | 0 |  | 0
[7 empty] | 0 | 0 | 0 |  | 0
[7 empty] | 0 | 0 | 0 |  | 0
[7 empty] | 0 | 0 | 0 |  | 0
[7 empty] | 0 | 0 | 0 |  | 0
[7 empty] | 0 | 0 | 0 |  | 0
[7 empty] | 0 | 0 | 0 |  | 0
[7 empty] | 0 | 0 | 0 |  | 0
[7 empty] | 0 | 0 | 0 |  | 0
[7 empty] | 0 | 0 | 0 |  | 0
[7 empty] | 0 | 0 | 0 |  | 0
[7 empty] | 0 | 0 | 0 |  | 0
[7 empty] | 0 | 0 | 0 |  | 0
[7 empty] | 0 | 0 | 0 |  | 0
[7 empty] | 0 | 0 | 0 |  | 0
[7 empty] | 0 | 0 | 0 |  | 0
[7 empty] | 0 | 0 | 0 |  | 0
[7 empty] | 0 | 0 | 0 |  | 0
[7 empty] | 0 | 0 | 0 |  | 0
[7 empty] | 0 | 0 | 0 |  | 0
[7 empty] | 0 | 0 | 0 |  | 0
[7 empty] | 0 | 0 | 0 |  | 0
[7 empty] | 0 | 0 | 0 |  | 0
[7 empty] | 0 | 0 | 0 |  | 0
[7 empty] | 0 | 0 | 0 |  | 0
[7 empty] | 0 | 0 | 0 |  | 0
[7 empty] | 0 | 0 | 0 |  | 0
[7 empty] | 0 | 0 | 0 |  | 0
[7 empty] | 0 | 0 | 0 |  | 0
[7 empty] | 0 | 0 | 0 |  | 0
[7 empty] | 0 | 0 | 0 |  | 0
[7 empty] | 0 | 0 | 0 |  | 0
[7 empty] | 0 | 0 | 0 |  | 0
[7 empty] | 0 | 0 | 0 |  | 0
[7 empty] | 0 | 0 | 0 |  | 0
[7 empty] | 0 | 0 | 0 |  | 0
[7 empty] | 0 | 0 | 0 |  | 0
[7 empty] | 0 | 0 | 0 |  | 0
[7 empty] | 0 | 0 | 0 |  | 0
[7 empty] | 0 | 0 | 0 |  | 0
[7 empty] | 0 | 0 | 0 |  | 0
[7 empty] | 0 | 0 | 0 |  | 0
[7 empty] | 0 | 0 | 0 |  | 0
[7 empty] | 0 | 0 | 0 |  | 0
[7 empty] | 0 | 0 | 0 |  | 0
[7 empty] | 0 | 0 | 0 |  | 0
[7 empty] | 0 | 0 | 0 |  | 0
[7 empty] | 0 | 0 | 0 |  | 0
[7 empty] | 0 | 0 | 0 |  | 0
[7 empty] | 0 | 0 | 0 |  | 0
[7 empty] | 0 | 0 | 0 |  | 0
[7 empty] | 0 | 0 | 0 |  | 0
[7 empty] | 0 | 0 | 0 |  | 0
[7 empty] | 0 | 0 | 0 |  | 0
[7 empty] | 0 | 0 | 0 |  | 0
[7 empty] | 0 | 0 | 0 |  | 0
[7 empty] | 0 | 0 | 0 |  | 0
[7 empty] | 0 | 0 | 0 |  | 0
[7 empty] | 0 | 0 | 0 |  | 0
[7 empty] | 0 | 0 | 0 |  | 0
[7 empty] | 0 | 0 | 0 |  | 0
[7 empty] | 0 | 0 | 0 |  | 0
[7 empty] | 0 | 0 | 0 |  | 0
[7 empty] | 0 | 0 | 0 |  | 0
[7 empty] | 0 | 0 | 0 |  | 0
[7 empty] | 0 | 0 | 0 |  | 0
[7 empty] | 0 | 0 | 0 |  | 0
[7 empty] | 0 | 0 | 0 |  | 0
[7 empty] | 0 | 0 | 0 |  | 0
[7 empty] | 0 | 0 | 0 |  | 0
[7 empty] | 0 | 0 | 0 |  | 0
[7 empty] | 0 | 0 | 0 |  | 0
[7 empty] | 0 | 0 | 0 |  | 0
[7 empty] | 0 | 0 | 0 |  | 0
[7 empty] | 0 | 0 | 0 |  | 0
[7 empty] | 0 | 0 | 0 |  | 0
[7 empty] | 0 | 0 | 0 |  | 0
[7 empty] | 0 | 0 | 0 |  | 0
[7 empty] | 0 | 0 | 0 |  | 0
[7 empty] | 0 | 0 | 0 |  | 0
[7 empty] | 0 | 0 | 0 |  | 0
[7 empty] | 0 | 0 | 0 |  | 0
[7 empty] | 0 | 0 | 0 |  | 0
[7 empty] | 0 | 0 | 0 |  | 0
[7 empty] | 0 | 0 | 0 |  | 0
[7 empty] | 0 | 0 | 0 |  | 0
[7 empty] | 0 | 0 | 0 |  | 0
[7 empty] | 0 | 0 | 0 |  | 0
[7 empty] | 0 | 0 | 0 |  | 0
[7 empty] | 0 | 0 | 0 |  | 0
[7 empty] | 0 | 0 | 0 |  | 0
[7 empty] | 0 | 0 | 0 |  | 0
[7 empty] | 0 | 0 | 0 |  | 0
[7 empty] | 0 | 0 | 0 |  | 0
[7 empty] | 0 | 0 | 0 |  | 0
[7 empty] | 0 | 0 | 0 |  | 0
[7 empty] | 0 | 0 | 0 |  | 0
[7 empty] | 0 | 0 | 0 |  | 0
[7 empty] | 0 | 0 | 0 |  | 0
[7 empty] | 0 | 0 | 0 |  | 0
[7 empty] | 0 | 0 | 0 |  | 0
[7 empty] | 0 | 0 | 0 |  | 0
[7 empty] | 0 | 0 | 0 |  | 0
[7 empty] | 0 | 0 | 0 |  | 0
[7 empty] | 0 | 0 | 0 |  | 0
[7 empty] | 0 | 0 | 0 |  | 0
[7 empty] | 0 | 0 | 0 |  | 0
[7 empty] | 0 | 0 | 0 |  | 0
[7 empty] | 0 | 0 | 0 |  | 0
[7 empty] | 0 | 0 | 0 |  | 0
[7 empty] | 0 | 0 | 0 |  | 0
[7 empty] | 0 | 0 | 0 |  | 0
[7 empty] | 0 | 0 | 0 |  | 0
[7 empty] | 0 | 0 | 0 |  | 0
[7 empty] | 0 | 0 | 0 |  | 0
[7 empty] | 0 | 0 | 0 |  | 0
[7 empty] | 0 | 0 | 0 |  | 0
[7 empty] | 0 | 0 | 0 |  | 0
[7 empty] | 0 | 0 | 0 |  | 0
[7 empty] | 0 | 0 | 0 |  | 0
[7 empty] | 0 | 0 | 0 |  | 0
[7 empty] | 0 | 0 | 0 |  | 0
[7 empty] | 0 | 0 | 0 |  | 0
[7 empty] | 0 | 0 | 0 |  | 0
[7 empty] | 0 | 0 | 0 |  | 0
[7 empty] | 0 | 0 | 0 |  | 0
[7 empty] | 0 | 0 | 0 |  | 0
[7 empty] | 0 | 0 | 0 |  | 0
[7 empty] | 0 | 0 | 0 |  | 0
[7 empty] | 0 | 0 | 0 |  | 0
[7 empty] | 0 | 0 | 0 |  | 0
[7 empty] | 0 | 0 | 0 |  | 0
[7 empty] | 0 | 0 | 0 |  | 0
[7 empty] | 0 | 0 | 0 |  | 0
[7 empty] | 0 | 0 | 0 |  | 0
[7 empty] | 0 | 0 | 0 |  | 0
[7 empty] | 0 | 0 | 0 |  | 0
[7 empty] | 0 | 0 | 0 |  | 0
[7 empty] | 0 | 0 | 0 |  | 0
[7 empty] | 0 | 0 | 0 |  | 0
[7 empty] | 0 | 0 | 0 |  | 0
[7 empty] | 0 | 0 | 0 |  | 0
[7 empty] | 0 | 0 | 0 |  | 0
[7 empty] | 0 | 0 | 0 |  | 0
[7 empty] | 0 | 0 | 0 |  | 0
[7 empty] | 0 | 0 | 0 |  | 0
[7 empty] | 0 | 0 | 0 |  | 0
[7 empty] | 0 | 0 | 0 |  | 0
[7 empty] | 0 | 0 | 0 |  | 0
[7 empty] | 0 | 0 | 0 |  | 0
[7 empty] | 0 | 0 | 0 |  | 0
[7 empty] | 0 | 0 | 0 |  | 0
[7 empty] | 0 | 0 | 0 |  | 0
[7 empty] | 0 | 0 | 0 |  | 0
[7 empty] | 0 | 0 | 0 |  | 0
[7 empty] | 0 | 0 | 0 |  | 0
[7 empty] | 0 | 0 | 0 |  | 0
[7 empty] | 0 | 0 | 0 |  | 0
[7 empty] | 0 | 0 | 0 |  | 0
[7 empty] | 0 | 0 | 0 |  | 0
[7 empty] | 0 | 0 | 0 |  | 0
[7 empty] | 0 | 0 | 0 |  | 0
[7 empty] | 0 | 0 | 0 |  | 0
[7 empty] | 0 | 0 | 0 |  | 0
[7 empty] | 0 | 0 | 0 |  | 0
[7 empty] | 0 | 0 | 0 |  | 0
[7 empty] | 0 | 0 | 0 |  | 0
[7 empty] | 0 | 0 | 0 |  | 0
[7 empty] | 0 | 0 | 0 |  | 0
[7 empty] | 0 | 0 | 0 |  | 0
[7 empty] | 0 | 0 | 0 |  | 0
[7 empty] | 0 | 0 | 0 |  | 0
[7 empty] | 0 | 0 | 0 |  | 0
[7 empty] | 0 | 0 | 0 |  | 0
[7 empty] | 0 | 0 | 0 |  | 0
[7 empty] | 0 | 0 | 0 |  | 0
[7 empty] | 0 | 0 | 0 |  | 0
[7 empty] | 0 | 0 | 0 |  | 0
[7 empty] | 0 | 0 | 0 |  | 0
[7 empty] | 0 | 0 | 0 |  | 0
[7 empty] | 0 | 0 | 0 |  | 0
[7 empty] | 0 | 0 | 0 |  | 0
[7 empty] | 0 | 0 | 0 |  | 0
[7 empty] | 0 | 0 | 0 |  | 0
[7 empty] | 0 | 0 | 0 |  | 0
[7 empty] | 0 | 0 | 0 |  | 0
[7 empty] | 0 | 0 | 0 |  | 0
[7 empty] | 0 | 0 | 0 |  | 0
[7 empty] | 0 | 0 | 0 |  | 0
[7 empty] | 0 | 0 | 0 |  | 0
[7 empty] | 0 | 0 | 0 |  | 0
[7 empty] | 0 | 0 | 0 |  | 0
[7 empty] | 0 | 0 | 0 |  | 0
[7 empty] | 0 | 0 | 0 |  | 0
[7 empty] | 0 | 0 | 0 |  | 0
[7 empty] | 0 | 0 | 0 |  | 0
[7 empty] | 0 | 0 | 0 |  | 0
[7 empty] | 0 | 0 | 0 |  | 0
[7 empty] | 0 | 0 | 0 |  | 0
[7 empty] | 0 | 0 | 0 |  | 0
[7 empty] | 0 | 0 | 0 |  | 0
[7 empty] | 0 | 0 | 0 |  | 0
[7 empty] | 0 | 0 | 0 |  | 0
[7 empty] | 0 | 0 | 0 |  | 0
[7 empty] | 0 | 0 | 0 |  | 0
[7 empty] | 0 | 0 | 0 |  | 0
[7 empty] | 0 | 0 | 0 |  | 0
[7 empty] | 0 | 0 | 0 |  | 0
[7 empty] | 0 | 0 | 0 |  | 0
[7 empty] | 0 | 0 | 0 |  | 0
[7 empty] | 0 | 0 | 0 |  | 0
[7 empty] | 0 | 0 | 0 |  | 0
[7 empty] | 0 | 0 | 0 |  | 0
[7 empty] | 0 | 0 | 0 |  | 0
[7 empty] | 0 | 0 | 0 |  | 0
[7 empty] | 0 | 0 | 0 |  | 0
[7 empty] | 0 | 0 | 0 |  | 0
[7 empty] | 0 | 0 | 0 |  | 0
[7 empty] | 0 | 0 | 0 |  | 0
[7 empty] | 0 | 0 | 0 |  | 0
[7 empty] | 0 | 0 | 0 |  | 0
[7 empty] | 0 | 0 | 0 |  | 0
[7 empty] | 0 | 0 | 0 |  | 0
[7 empty] | 0 | 0 | 0 |  | 0
[7 empty] | 0 | 0 | 0 |  | 0
[7 empty] | 0 | 0 | 0 |  | 0
[7 empty] | 0 | 0 | 0 |  | 0
[7 empty] | 0 | 0 | 0 |  | 0
[7 empty] | 0 | 0 | 0 |  | 0
[7 empty] | 0 | 0 | 0 |  | 0
[7 empty] | 0 | 0 | 0 |  | 0
[7 empty] | 0 | 0 | 0 |  | 0
[7 empty] | 0 | 0 | 0 |  | 0
[7 empty] | 0 | 0 | 0 |  | 0
[7 empty] | 0 | 0 | 0 |  | 0
[7 empty] | 0 | 0 | 0 |  | 0
[7 empty] | 0 | 0 | 0 |  | 0
[7 empty] | 0 | 0 | 0 |  | 0
[7 empty] | 0 | 0 | 0 |  | 0
[7 empty] | 0 | 0 | 0 |  | 0
[7 empty] | 0 | 0 | 0 |  | 0
[7 empty] | 0 | 0 | 0 |  | 0
[7 empty] | 0 | 0 | 0 |  | 0
[7 empty] | 0 | 0 | 0 |  | 0
[7 empty] | 0 | 0 | 0 |  | 0
[7 empty] | 0 | 0 | 0 |  | 0
[7 empty] | 0 | 0 | 0 |  | 0
[7 empty] | 0 | 0 | 0 |  | 0
[7 empty] | 0 | 0 | 0 |  | 0
[7 empty] | 0 | 0 | 0 |  | 0
[7 empty] | 0 | 0 | 0 |  | 0
[7 empty] | 0 | 0 | 0 |  | 0
[7 empty] | 0 | 0 | 0 |  | 0
[7 empty] | 0 | 0 | 0 |  | 0
[7 empty] | 0 | 0 | 0 |  | 0
[7 empty] | 0 | 0 | 0 |  | 0
[7 empty] | 0 | 0 | 0 |  | 0
[7 empty] | 0 | 0 | 0 |  | 0
[7 empty] | 0 | 0 | 0 |  | 0
[7 empty] | 0 | 0 | 0 |  | 0
[7 empty] | 0 | 0 | 0 |  | 0
[7 empty] | 0 | 0 | 0 |  | 0
[7 empty] | 0 | 0 | 0 |  | 0
[7 empty] | 0 | 0 | 0 |  | 0
[7 empty] | 0 | 0 | 0 |  | 0
[7 empty] | 0 | 0 | 0 |  | 0
[7 empty] | 0 | 0 | 0 |  | 0
[7 empty] | 0 | 0 | 0 |  | 0
[7 empty] | 0 | 0 | 0 |  | 0
[7 empty] | 0 | 0 | 0 |  | 0
[7 empty] | 0 | 0 | 0 |  | 0
[7 empty] | 0 | 0 | 0 |  | 0
[7 empty] | 0 | 0 | 0 |  | 0
[7 empty] | 0 | 0 | 0 |  | 0
[7 empty] | 0 | 0 | 0 |  | 0
[7 empty] | 0 | 0 | 0 |  | 0
[7 empty] | 0 | 0 | 0 |  | 0
[7 empty] | 0 | 0 | 0 |  | 0
[7 empty] | 0 | 0 | 0 |  | 0
[7 empty] | 0 | 0 | 0 |  | 0
[7 empty] | 0 | 0 | 0 |  | 0
[7 empty] | 0 | 0 | 0 |  | 0
[7 empty] | 0 | 0 | 0 |  | 0
[7 empty] | 0 | 0 | 0 |  | 0
[7 empty] | 0 | 0 | 0 |  | 0
[7 empty] | 0 | 0 | 0 |  | 0
[7 empty] | 0 | 0 | 0 |  | 0
[7 empty] | 0 | 0 | 0 |  | 0
[7 empty] | 0 | 0 | 0 |  | 0
[7 empty] | 0 | 0 | 0 |  | 0
[7 empty] | 0 | 0 | 0 |  | 0
[7 empty] | 0 | 0 | 0 |  | 0
[7 empty] | 0 | 0 | 0 |  | 0
[7 empty] | 0 | 0 | 0 |  | 0
[7 empty] | 0 | 0 | 0 |  | 0
[7 empty] | 0 | 0 | 0 |  | 0
[7 empty] | 0 | 0 | 0 |  | 0
[7 empty] | 0 | 0 | 0 |  | 0
[7 empty] | 0 | 0 | 0 |  | 0
[7 empty] | 0 | 0 | 0 |  | 0
[7 empty] | 0 | 0 | 0 |  | 0
[7 empty] | 0 | 0 | 0 |  | 0
[7 empty] | 0 | 0 | 0 |  | 0
[7 empty] | 0 | 0 | 0 |  | 0
[7 empty] | 0 | 0 | 0 |  | 0
[7 empty] | 0 | 0 | 0 |  | 0
[7 empty] | 0 | 0 | 0 |  | 0
[7 empty] | 0 | 0 | 0 |  | 0
[7 empty] | 0 | 0 | 0 |  | 0
[7 empty] | 0 | 0 | 0 |  | 0
[7 empty] | 0 | 0 | 0 |  | 0
[7 empty] | 0 | 0 | 0 |  | 0
[7 empty] | 0 | 0 | 0 |  | 0
[7 empty] | 0 | 0 | 0 |  | 0
[7 empty] | 0 | 0 | 0 |  | 0
[7 empty] | 0 | 0 | 0 |  | 0
[7 empty] | 0 | 0 | 0 |  | 0
[7 empty] | 0 | 0 | 0 |  | 0
[7 empty] | 0 | 0 | 0 |  | 0
[7 empty] | 0 | 0 | 0 |  | 0
[7 empty] | 0 | 0 | 0 |  | 0
[7 empty] | 0 | 0 | 0 |  | 0
[7 empty] | 0 | 0 | 0 |  | 0
[7 empty] | 0 | 0 | 0 |  | 0
[7 empty] | 0 | 0 | 0 |  | 0
[7 empty] | 0 | 0 | 0 |  | 0
[7 empty] | 0 | 0 | 0 |  | 0
[7 empty] | 0 | 0 | 0 |  | 0
[7 empty] | 0 | 0 | 0 |  | 0
[7 empty] | 0 | 0 | 0 |  | 0
[7 empty] | 0 | 0 | 0 |  | 0
[7 empty] | 0 | 0 | 0 |  | 0
[7 empty] | 0 | 0 | 0 |  | 0
[7 empty] | 0 | 0 | 0 |  | 0
[7 empty] | 0 | 0 | 0 |  | 0
[7 empty] | 0 | 0 | 0 |  | 0
[7 empty] | 0 | 0 | 0 |  | 0
[7 empty] | 0 | 0 | 0 |  | 0
[7 empty] | 0 | 0 | 0 |  | 0
[7 empty] | 0 | 0 | 0 |  | 0
[7 empty] | 0 | 0 | 0 |  | 0
[7 empty] | 0 | 0 | 0 |  | 0
[7 empty] | 0 | 0 | 0 |  | 0
[7 empty] | 0 | 0 | 0 |  | 0
[7 empty] | 0 | 0 | 0 |  | 0
[7 empty] | 0 | 0 | 0 |  | 0
[7 empty] | 0 | 0 | 0 |  | 0
[7 empty] | 0 | 0 | 0 |  | 0
[7 empty] | 0 | 0 | 0 |  | 0
[7 empty] | 0 | 0 | 0 |  | 0
[7 empty] | 0 | 0 | 0 |  | 0
[7 empty] | 0 | 0 | 0 |  | 0
[7 empty] | 0 | 0 | 0 |  | 0
[7 empty] | 0 | 0 | 0 |  | 0
[7 empty] | 0 | 0 | 0 |  | 0
[7 empty] | 0 | 0 | 0 |  | 0
[7 empty] | 0 | 0 | 0 |  | 0
[7 empty] | 0 | 0 | 0 |  | 0
[7 empty] | 0 | 0 | 0 |  | 0
[7 empty] | 0 | 0 | 0 |  | 0
[7 empty] | 0 | 0 | 0 |  | 0
[7 empty] | 0 | 0 | 0 |  | 0
[7 empty] | 0 | 0 | 0 |  | 0
[7 empty] | 0 | 0 | 0 |  | 0
[7 empty] | 0 | 0 | 0 |  | 0
[7 empty] | 0 | 0 | 0 |  | 0
[7 empty] | 0 | 0 | 0 |  | 0
[7 empty] | 0 | 0 | 0 |  | 0
[7 empty] | 0 | 0 | 0 |  | 0
[7 empty] | 0 | 0 | 0 |  | 0
[7 empty] | 0 | 0 | 0 |  | 0
[7 empty] | 0 | 0 | 0 |  | 0
[7 empty] | 0 | 0 | 0 |  | 0
[7 empty] | 0 | 0 | 0 |  | 0
[7 empty] | 0 | 0 | 0 |  | 0
[7 empty] | 0 | 0 | 0 |  | 0
[7 empty] | 0 | 0 | 0 |  | 0
[7 empty] | 0 | 0 | 0 |  | 0
[7 empty] | 0 | 0 | 0 |  | 0
[7 empty] | 0 | 0 | 0 |  | 0
[7 empty] | 0 | 0 | 0 |  | 0
[7 empty] | 0 | 0 | 0 |  | 0
[7 empty] | 0 | 0 | 0 |  | 0
[7 empty] | 0 | 0 | 0 |  | 0
[7 empty] | 0 | 0 | 0 |  | 0
[7 empty] | 0 | 0 | 0 |  | 0
[7 empty] | 0 | 0 | 0 |  | 0
[7 empty] | 0 | 0 | 0 |  | 0
[7 empty] | 0 | 0 | 0 |  | 0
[7 empty] | 0 | 0 | 0 |  | 0
[7 empty] | 0 | 0 | 0 |  | 0
[7 empty] | 0 | 0 | 0 |  | 0
[7 empty] | 0 | 0 | 0 |  | 0
[7 empty] | 0 | 0 | 0 |  | 0
[7 empty] | 0 | 0 | 0 |  | 0
[7 empty] | 0 | 0 | 0 |  | 0
[7 empty] | 0 | 0 | 0 |  | 0
[7 empty] | 0 | 0 | 0 |  | 0
[7 empty] | 0 | 0 | 0 |  | 0
[7 empty] | 0 | 0 | 0 |  | 0
[7 empty] | 0 | 0 | 0 |  | 0
[7 empty] | 0 | 0 | 0 |  | 0
[7 empty] | 0 | 0 | 0 |  | 0
[7 empty] | 0 | 0 | 0 |  | 0
[7 empty] | 0 | 0 | 0 |  | 0
[7 empty] | 0 | 0 | 0 |  | 0
[7 empty] | 0 | 0 | 0 |  | 0
[7 empty] | 0 | 0 | 0 |  | 0
[7 empty] | 0 | 0 | 0 |  | 0
[7 empty] | 0 | 0 | 0 |  | 0
[7 empty] | 0 | 0 | 0 |  | 0
[7 empty] | 0 | 0 | 0 |  | 0
[7 empty] | 0 | 0 | 0 |  | 0
[7 empty] | 0 | 0 | 0 |  | 0
[7 empty] | 0 | 0 | 0 |  | 0
[7 empty] | 0 | 0 | 0 |  | 0
[7 empty] | 0 | 0 | 0 |  | 0
[7 empty] | 0 | 0 | 0 |  | 0
[7 empty] | 0 | 0 | 0 |  | 0
[7 empty] | 0 | 0 | 0 |  | 0
[7 empty] | 0 | 0 | 0 |  | 0
[7 empty] | 0 | 0 | 0 |  | 0
[7 empty] | 0 | 0 | 0 |  | 0
[7 empty] | 0 | 0 | 0 |  | 0
[7 empty] | 0 | 0 | 0 |  | 0
[7 empty] | 0 | 0 | 0 |  | 0
[7 empty] | 0 | 0 | 0 |  | 0
[7 empty] | 0 | 0 | 0 |  | 0
[7 empty] | 0 | 0 | 0 |  | 0
[7 empty] | 0 | 0 | 0 |  | 0
[7 empty] | 0 | 0 | 0 |  | 0
[7 empty] | 0 | 0 | 0 |  | 0
[7 empty] | 0 | 0 | 0 |  | 0
[7 empty] | 0 | 0 | 0 |  | 0
[7 empty] | 0 | 0 | 0 |  | 0
[7 empty] | 0 | 0 | 0 |  | 0
[7 empty] | 0 | 0 | 0 |  | 0
[7 empty] | 0 | 0 | 0 |  | 0
[7 empty] | 0 | 0 | 0 |  | 0
[7 empty] | 0 | 0 | 0 |  | 0
[7 empty] | 0 | 0 | 0 |  | 0
[7 empty] | 0 | 0 | 0 |  | 0
[7 empty] | 0 | 0 | 0 |  | 0
[7 empty] | 0 | 0 | 0 |  | 0
[7 empty] | 0 | 0 | 0 |  | 0
[7 empty] | 0 | 0 | 0 |  | 0
[7 empty] | 0 | 0 | 0 |  | 0
[7 empty] | 0 | 0 | 0 |  | 0
[7 empty] | 0 | 0 | 0 |  | 0
[7 empty] | 0 | 0 | 0 |  | 0
[7 empty] | 0 | 0 | 0 |  | 0
[7 empty] | 0 | 0 | 0 |  | 0
[7 empty] | 0 | 0 | 0 |  | 0
[7 empty] | 0 | 0 | 0 |  | 0
[7 empty] | 0 | 0 | 0 |  | 0
[7 empty] | 0 | 0 | 0 |  | 0
[7 empty] | 0 | 0 | 0 |  | 0
[7 empty] | 0 | 0 | 0 |  | 0
[7 empty] | 0 | 0 | 0 |  | 0
[7 empty] | 0 | 0 | 0 |  | 0
[7 empty] | 0 | 0 | 0 |  | 0
[7 empty] | 0 | 0 | 0 |  | 0
[7 empty] | 0 | 0 | 0 |  | 0
[7 empty] | 0 | 0 | 0 |  | 0
[7 empty] | 0 | 0 | 0 |  | 0
[7 empty] | 0 | 0 | 0 |  | 0
[7 empty] | 0 | 0 | 0 |  | 0
[7 empty] | 0 | 0 | 0 |  | 0
[7 empty] | 0 | 0 | 0 |  | 0
[7 empty] | 0 | 0 | 0 |  | 0
[7 empty] | 0 | 0 | 0 |  | 0
[7 empty] | 0 | 0 | 0 |  | 0
[7 empty] | 0 | 0 | 0 |  | 0
[7 empty] | 0 | 0 | 0 |  | 0
[7 empty] | 0 | 0 | 0 |  | 0
[7 empty] | 0 | 0 | 0 |  | 0
[7 empty] | 0 | 0 | 0 |  | 0
[7 empty] | 0 | 0 | 0 |  | 0
[7 empty] | 0 | 0 | 0 |  | 0
[7 empty] | 0 | 0 | 0 |  | 0
[7 empty] | 0 | 0 | 0 |  | 0
[7 empty] | 0 | 0 | 0 |  | 0
[7 empty] | 0 | 0 | 0 |  | 0
[7 empty] | 0 | 0 | 0 |  | 0
[7 empty] | 0 | 0 | 0 |  | 0
[7 empty] | 0 | 0 | 0 |  | 0
[7 empty] | 0 | 0 | 0 |  | 0
[7 empty] | 0 | 0 | 0 |  | 0
[7 empty] | 0 | 0 | 0 |  | 0
[7 empty] | 0 | 0 | 0 |  | 0
[7 empty] | 0 | 0 | 0 |  | 0
[7 empty] | 0 | 0 | 0 |  | 0
[7 empty] | 0 | 0 | 0 |  | 0
[7 empty] | 0 | 0 | 0 |  | 0
[7 empty] | 0 | 0 | 0 |  | 0
[7 empty] | 0 | 0 | 0 |  | 0
[7 empty] | 0 | 0 | 0 |  | 0
[7 empty] | 0 | 0 | 0 |  | 0
[7 empty] | 0 | 0 | 0 |  | 0
[7 empty] | 0 | 0 | 0 |  | 0
[7 empty] | 0 | 0 | 0 |  | 0
[7 empty] | 0 | 0 | 0 |  | 0
[7 empty] | 0 | 0 | 0 |  | 0
[7 empty] | 0 | 0 | 0 |  | 0
[7 empty] | 0 | 0 | 0 |  | 0
[7 empty] | 0 | 0 | 0 |  | 0
[7 empty] | 0 | 0 | 0 |  | 0
[7 empty] | 0 | 0 | 0 |  | 0
[7 empty] | 0 | 0 | 0 |  | 0
[7 empty] | 0 | 0 | 0 |  | 0
[7 empty] | 0 | 0 | 0 |  | 0
[7 empty] | 0 | 0 | 0 |  | 0
[7 empty] | 0 | 0 | 0 |  | 0
[7 empty] | 0 | 0 | 0 |  | 0
[7 empty] | 0 | 0 | 0 |  | 0
[7 empty] | 0 | 0 | 0 |  | 0
[7 empty] | 0 | 0 | 0 |  | 0
[7 empty] | 0 | 0 | 0 |  | 0
[7 empty] | 0 | 0 | 0 |  | 0
[7 empty] | 0 | 0 | 0 |  | 0
[7 empty] | 0 | 0 | 0 |  | 0
[7 empty] | 0 | 0 | 0 |  | 0
[7 empty] | 0 | 0 | 0 |  | 0
[7 empty] | 0 | 0 | 0 |  | 0
[7 empty] | 0 | 0 | 0 |  | 0
[7 empty] | 0 | 0 | 0 |  | 0
[7 empty] | 0 | 0 | 0 |  | 0
[7 empty] | 0 | 0 | 0 |  | 0
[7 empty] | 0 | 0 | 0 |  | 0
[7 empty] | 0 | 0 | 0 |  | 0
[7 empty] | 0 | 0 | 0 |  | 0
[7 empty] | 0 | 0 | 0 |  | 0
[7 empty] | 0 | 0 | 0 |  | 0
[7 empty] | 0 | 0 | 0 |  | 0
[7 empty] | 0 | 0 | 0 |  | 0
[7 empty] | 0 | 0 | 0 |  | 0
[7 empty] | 0 | 0 | 0 |  | 0
[7 empty] | 0 | 0 | 0 |  | 0
[7 empty] | 0 | 0 | 0 |  | 0
[7 empty] | 0 | 0 | 0 |  | 0
[7 empty] | 0 | 0 | 0 |  | 0
[7 empty] | 0 | 0 | 0 |  | 0
[7 empty] | 0 | 0 | 0 |  | 0
[7 empty] | 0 | 0 | 0 |  | 0
[7 empty] | 0 | 0 | 0 |  | 0
[7 empty] | 0 | 0 | 0 |  | 0
[7 empty] | 0 | 0 | 0 |  | 0
[7 empty] | 0 | 0 | 0 |  | 0
[7 empty] | 0 | 0 | 0 |  | 0
[7 empty] | 0 | 0 | 0 |  | 0
[7 empty] | 0 | 0 | 0 |  | 0
[7 empty] | 0 | 0 | 0 |  | 0
[7 empty] | 0 | 0 | 0 |  | 0
[7 empty] | 0 | 0 | 0 |  | 0
[7 empty] | 0 | 0 | 0 |  | 0
[7 empty] | 0 | 0 | 0 |  | 0
[7 empty] | 0 | 0 | 0 |  | 0
[7 empty] | 0 | 0 | 0 |  | 0
[7 empty] | 0 | 0 | 0 |  | 0
[7 empty] | 0 | 0 | 0 |  | 0
[7 empty] | 0 | 0 | 0 |  | 0
[7 empty] | 0 | 0 | 0 |  | 0
[7 empty] | 0 | 0 | 0 |  | 0
[7 empty] | 0 | 0 | 0 |  | 0
[7 empty] | 0 | 0 | 0 |  | 0
[7 empty] | 0 | 0 | 0 |  | 0
[7 empty] | 0 | 0 | 0 |  | 0
[7 empty] | 0 | 0 | 0 |  | 0
[7 empty] | 0 | 0 | 0 |  | 0
[7 empty] | 0 | 0 | 0 |  | 0
[7 empty] | 0 | 0 | 0 |  | 0
[7 empty] | 0 | 0 | 0 |  | 0
[7 empty] | 0 | 0 | 0 |  | 0
[7 empty] | 0 | 0 | 0 |  | 0
[7 empty] | 0 | 0 | 0 |  | 0
[7 empty] | 0 | 0 | 0 |  | 0
[7 empty] | 0 | 0 | 0 |  | 0
[7 empty] | 0 | 0 | 0 |  | 0
[7 empty] | 0 | 0 | 0 |  | 0
[7 empty] | 0 | 0 | 0 |  | 0
[7 empty] | 0 | 0 | 0 |  | 0
[7 empty] | 0 | 0 | 0 |  | 0
[7 empty] | 0 | 0 | 0 |  | 0
[7 empty] | 0 | 0 | 0 |  | 0
[7 empty] | 0 | 0 | 0 |  | 0
[7 empty] | 0 | 0 | 0 |  | 0
[7 empty] | 0 | 0 | 0 |  | 0
[7 empty] | 0 | 0 | 0 |  | 0
[7 empty] | 0 | 0 | 0 |  | 0
[7 empty] | 0 | 0 | 0 |  | 0
[7 empty] | 0 | 0 | 0 |  | 0
[7 empty] | 0 | 0 | 0 |  | 0
[7 empty] | 0 | 0 | 0 |  | 0
[7 empty] | 0 | 0 | 0 |  | 0
[7 empty] | 0 | 0 | 0 |  | 0
[7 empty] | 0 | 0 | 0 |  | 0
[7 empty] | 0 | 0 | 0 |  | 0
[7 empty] | 0 | 0 | 0 |  | 0
[7 empty] | 0 | 0 | 0 |  | 0
[7 empty] | 0 | 0 | 0 |  | 0
[7 empty] | 0 | 0 | 0 |  | 0
[7 empty] | 0 | 0 | 0 |  | 0
[7 empty] | 0 | 0 | 0 |  | 0
[7 empty] | 0 | 0 | 0 |  | 0
[7 empty] | 0 | 0 | 0 |  | 0
[7 empty] | 0 | 0 | 0 |  | 0
[7 empty] | 0 | 0 | 0 |  | 0
[7 empty] | 0 | 0 | 0 |  | 0
[7 empty] | 0 | 0 | 0 |  | 0
[7 empty] | 0 | 0 | 0 |  | 0
[7 empty] | 0 | 0 | 0 |  | 0
[7 empty] | 0 | 0 | 0 |  | 0
[7 empty] | 0 | 0 | 0 |  | 0
[7 empty] | 0 | 0 | 0 |  | 0
[7 empty] | 0 | 0 | 0 |  | 0
[7 empty] | 0 | 0 | 0 |  | 0
[7 empty] | 0 | 0 | 0 |  | 0
[7 empty] | 0 | 0 | 0 |  | 0
[7 empty] | 0 | 0 | 0 |  | 0
[7 empty] | 0 | 0 | 0 |  | 0
[7 empty] | 0 | 0 | 0 |  | 0
[7 empty] | 0 | 0 | 0 |  | 0
[7 empty] | 0 | 0 | 0 |  | 0
[7 empty] | 0 | 0 | 0 |  | 0
[7 empty] | 0 | 0 | 0 |  | 0
[7 empty] | 0 | 0 | 0 |  | 0
[7 empty] | 0 | 0 | 0 |  | 0
[7 empty] | 0 | 0 | 0 |  | 0
[7 empty] | 0 | 0 | 0 |  | 0
[7 empty] | 0 | 0 | 0 |  | 0
[7 empty] | 0 | 0 | 0 |  | 0
[7 empty] | 0 | 0 | 0 |  | 0
[7 empty] | 0 | 0 | 0 |  | 0
[7 empty] | 0 | 0 | 0 |  | 0
[7 empty] | 0 | 0 | 0 |  | 0
[7 empty] | 0 | 0 | 0 |  | 0
[7 empty] | 0 | 0 | 0 |  | 0
[7 empty] | 0 | 0 | 0 |  | 0
[7 empty] | 0 | 0 | 0 |  | 0
[7 empty] | 0 | 0 | 0 |  | 0
[7 empty] | 0 | 0 | 0 |  | 0
[7 empty] | 0 | 0 | 0 |  | 0
[7 empty] | 0 | 0 | 0 |  | 0
[7 empty] | 0 | 0 | 0 |  | 0
[7 empty] | 0 | 0 | 0 |  | 0
[7 empty] | 0 | 0 | 0 |  | 0
[7 empty] | 0 | 0 | 0 |  | 0
[7 empty] | 0 | 0 | 0 |  | 0
[7 empty] | 0 | 0 | 0 |  | 0
[7 empty] | 0 | 0 | 0 |  | 0
[7 empty] | 0 | 0 | 0 |  | 0
[7 empty] | 0 | 0 | 0 |  | 0
[7 empty] | 0 | 0 | 0 |  | 0
[7 empty] | 0 | 0 | 0 |  | 0
[7 empty] | 0 | 0 | 0 |  | 0
[7 empty] | 0 | 0 | 0 |  | 0
[7 empty] | 0 | 0 | 0 |  | 0
[7 empty] | 0 | 0 | 0 |  | 0
[7 empty] | 0 | 0 | 0 |  | 0
[7 empty] | 0 | 0 | 0 |  | 0
[7 empty] | 0 | 0 | 0 |  | 0
[7 empty] | 0 | 0 | 0 |  | 0
[7 empty] | 0 | 0 | 0 |  | 0
[7 empty] | 0 | 0 | 0 |  | 0
[7 empty] | 0 | 0 | 0 |  | 0
[7 empty] | 0 | 0 | 0 |  | 0
[7 empty] | 0 | 0 | 0 |  | 0
[7 empty] | 0 | 0 | 0 |  | 0
[7 empty] | 0 | 0 | 0 |  | 0
[7 empty] | 0 | 0 | 0 |  | 0
[7 empty] | 0 | 0 | 0 |  | 0
[7 empty] | 0 | 0 | 0 |  | 0
[7 empty] | 0 | 0 | 0 |  | 0
[7 empty] | 0 | 0 | 0 |  | 0
[7 empty] | 0 | 0 | 0 |  | 0
[7 empty] | 0 | 0 | 0 |  | 0
[7 empty] | 0 | 0 | 0 |  | 0
[7 empty] | 0 | 0 | 0 |  | 0
[7 empty] | 0 | 0 | 0 |  | 0
[7 empty] | 0 | 0 | 0 |  | 0
[7 empty] | 0 | 0 | 0 |  | 0
[7 empty] | 0 | 0 | 0 |  | 0
[7 empty] | 0 | 0 | 0 |  | 0
[7 empty] | 0 | 0 | 0 |  | 0
[7 empty] | 0 | 0 | 0 |  | 0
[7 empty] | 0 | 0 | 0 |  | 0
[7 empty] | 0 | 0 | 0 |  | 0
[7 empty] | 0 | 0 | 0 |  | 0
[7 empty] | 0 | 0 | 0 |  | 0
[7 empty] | 0 | 0 | 0 |  | 0
[7 empty] | 0 | 0 | 0 |  | 0
[7 empty] | 0 | 0 | 0 |  | 0
[7 empty] | 0 | 0 | 0 |  | 0
[7 empty] | 0 | 0 | 0 |  | 0
[7 empty] | 0 | 0 | 0 |  | 0
[7 empty] | 0 | 0 | 0 |  | 0
[7 empty] | 0 | 0 | 0 |  | 0
[7 empty] | 0 | 0 | 0 |  | 0
[7 empty] | 0 | 0 | 0 |  | 0
[7 empty] | 0 | 0 | 0 |  | 0
[7 empty] | 0 | 0 | 0 |  | 0
[7 empty] | 0 | 0 | 0 |  | 0
[7 empty] | 0 | 0 | 0 |  | 0
[7 empty] | 0 | 0 | 0 |  | 0
[7 empty] | 0 | 0 | 0 |  | 0
[7 empty] | 0 | 0 | 0 |  | 0
[7 empty] | 0 | 0 | 0 |  | 0
[7 empty] | 0 | 0 | 0 |  | 0
[7 empty] | 0 | 0 | 0 |  | 0
[7 empty] | 0 | 0 | 0 |  | 0
[7 empty] | 0 | 0 | 0 |  | 0
[7 empty] | 0 | 0 | 0 |  | 0
[7 empty] | 0 | 0 | 0 |  | 0
[7 empty] | 0 | 0 | 0 |  | 0
[7 empty] | 0 | 0 | 0 |  | 0
[7 empty] | 0 | 0 | 0 |  | 0
[7 empty] | 0 | 0 | 0 |  | 0
[7 empty] | 0 | 0 | 0 |  | 0
[7 empty] | 0 | 0 | 0 |  | 0
[7 empty] | 0 | 0 | 0 |  | 0
[7 empty] | 0 | 0 | 0 |  | 0
[7 empty] | 0 | 0 | 0 |  | 0
[7 empty] | 0 | 0 | 0 |  | 0
[7 empty] | 0 | 0 | 0 |  | 0
[7 empty] | 0 | 0 | 0 |  | 0
[7 empty] | 0 | 0 | 0 |  | 0
[7 empty] | 0 | 0 | 0 |  | 0
[7 empty] | 0 | 0 | 0 |  | 0
[7 empty] | 0 | 0 | 0 |  | 0
[7 empty] | 0 | 0 | 0 |  | 0
[7 empty] | 0 | 0 | 0 |  | 0
[7 empty] | 0 | 0 | 0 |  | 0
[7 empty] | 0 | 0 | 0 |  | 0
[7 empty] | 0 | 0 | 0 |  | 0
[7 empty] | 0 | 0 | 0 |  | 0
[7 empty] | 0 | 0 | 0 |  | 0
[7 empty] | 0 | 0 | 0 |  | 0
[7 empty] | 0 | 0 | 0 |  | 0
[7 empty] | 0 | 0 | 0 |  | 0
[7 empty] | 0 | 0 | 0 |  | 0
[7 empty] | 0 | 0 | 0 |  | 0
[7 empty] | 0 | 0 | 0 |  | 0
[7 empty] | 0 | 0 | 0 |  | 0
[7 empty] | 0 | 0 | 0 |  | 0
[7 empty] | 0 | 0 | 0 |  | 0
[7 empty] | 0 | 0 | 0 |  | 0
[7 empty] | 0 | 0 | 0 |  | 0
[7 empty] | 0 | 0 | 0 |  | 0
[7 empty] | 0 | 0 | 0 |  | 0
[7 empty] | 0 | 0 | 0 |  | 0
[7 empty] | 0 | 0 | 0 |  | 0
[7 empty] | 0 | 0 | 0 |  | 0
[7 empty] | 0 | 0 | 0 |  | 0
[7 empty] | 0 | 0 | 0 |  | 0
[7 empty] | 0 | 0 | 0 |  | 0
[7 empty] | 0 | 0 | 0 |  | 0
[7 empty] | 0 | 0 | 0 |  | 0
[7 empty] | 0 | 0 | 0 |  | 0
[7 empty] | 0 | 0 | 0 |  | 0

## CCE_Categories
CCE categories (UNICEF LTA)
| 60 | 120 | 120 | 60 | 120 | 120 | 150 | 150 | 60 | 120 | 120 | 60 | 120 | 120 | 120
| 1 | 2 | 3 | 4 | 5 | 6 | 7 | 8 | 9 | 10 | 11 | 12 | 13 | 14
| Mains Refrigerator |  |  | Mains Refr&Freez |  |  | Mains vaccine Freez |  | SDD Refrigerator |  |  | SDD Refr&Freez |  |  | Solar waterpack freezer
| Mains Refrigerator ≤60L | Mains Refrigerator >60<120L | Mains Refrigerator ≥120L | Mains Refr&Freez <60L | Mains Refr&Freez >60≤120L | Mains Refr&Freez ≥120L | Mains vaccine Freez <150L | Mains vaccine Freez ≥150L | SDD Refrigerator <60L | SDD Refrigerator ≥60<120L | SDD Refrigerator ≥120L | SDD Refr&Freez <60L | SDD Refr&Freez >60≤120L | SDD Refr&Freez >120L | Solar waterpack freezer <120L
| CFD-50 | TCW110R AC New | TCW240R AC NEW | HBCD-90 | HBCD-160 NEW | HBCD-220 NEW | HBD-130 NEW | HBD-265 | TCW50RSDD New | TCW 110R SDD New | TCW240R SDD New | TCW40C SDD New | TCW120C SDD New | HTCD-220 NEW | TCW40F SDD New
| HBC-79 NEW | HBC-120 | Icevolt 300P | GHR55 FF AC New | VLS096 RF AC New |  | TCW110VF AC NEW | TCW240VF AC | HTC-110 | VC88SDD | VC200SDD | VC60SDD | VC150SDD |  | HTD-40
| TCW 50R AC New | GHR120 AC New | VC225ILR | TCW 40C AC NEW | GHR110 FF AC New |  | DW-25W147 | GMF200 ECO NEW | VLS 054A SDD | GHR120 DC New | GHR190DC New | VLS 086A RF SDD New | VLS 096A RF SDD |  | VLS048
| GHR 60 AC NEW | VLS304A AC | HBC-260 | VLS086 RF AC New | TCW120C AC NEW |  | MF114 | DW-25W300 | GHR60 DC NEW | HTC-120 | HTC-240 | GHR 55 FF DC | HTCD-160B
| VLS174A AC |  | GHR200 AC NEW |  |  |  |  | MF314 | Metafridge-CFD-50 SDD | VLS 094A SDD | VLS 154A SDD | HTCD-90 | GHR110 FF DC New
| Icevolt 70P New |  | VLS 504A AC | [8 empty] | TCD-100 | TCD-188
CCE categories (PQS list)
| Mains Refrigerator |  |  | Mains Refr&Freez |  |  | Mains vaccine Freez |  | SDD Refrigerator |  |  | SDD Refr&Freez |  |  | Solar waterpack freezer
| Mains Refrigerator ≤60L | Mains Refrigerator >60<120L | Mains Refrigerator ≥120L | Mains Refr&Freez <60L | Mains Refr&Freez >60≤120L | Mains Refr&Freez ≥120L | Mains vaccine Freez <150L | Mains vaccine Freez ≥150L | SDD Refrigerator <60L | SDD Refrigerator ≥60<120L | SDD Refrigerator ≥120L | SDD Refr&Freez <60L | SDD Refr&Freez >60≤120L | SDD Refr&Freez >120L | Solar waterpack freezer <120L
| ZLF30AC | GVR 75 Lite | ZLF 150AC | HBCD-90 |  | TCW 120 AC | HBD-116 | HBD-286 | GVR 50 SDD | ZLF 100DC | TCW 3000 SDD | TCW 40 SDD | TCW 2000 SDD
| CFD-50 | GVR 99 Lite | TCW 4000 AC | GVR 55 FF AC |  | GMF 200 ECO lite | MF 114 | MF 314 | ZLF30DC SDD | TCW 3043 SDD | VC 200 SDD | HTCD 90 SDD | TCW 2043 SDD
| GVR 51 LITE AC | HBC-80 | VC 225 ILR | TCD-100 |  |  | DW-25W147 | MF 214 | TCW 15R SDD | GVR 100 SDD | ZLF150DC | TCW 15 SDD | VC 150 SDD
| TCW 40R AC | ZLF80AC | GVR 225 AC |  |  |  | VFW140H-HC | DW-25W300 | TCW 40R SDD | VC 110 SDD | TCW 4000 SDD | VC 60 SDD-1 | VLS 076 SDD
| VLS 204A | TCW 80 AC | HBC-260 |  |  |  |  | VFW310H-HC | VLS 024 SDD Greenline | VC 88 SDD | VLS 154A SDD Greenline | VLS 026 RF Green Line | TCW 120 SDD
| VLS 174A AC | VLS 304A AC | HBC-150 |  |  |  |  | HBD265 | HTC 40 SDD | HTC-112 | HTC-240 | VLS 056 RF SDD | VLS 096A RF SDD
|  | HBC-120 | VLS 354A AC |  |  |  |  | TVW4000AC | HTC 110 SDD | VLS 094A SDD Greenline |  |  | HTCD-160B
|  | GHR 90 AC | VLS 404A AC | [5 empty] | VC 50 SDD | HTC-120
|  |  | VLS 504A AC | [5 empty] | VC 30 SDD | TCW80-SDD
|  |  | HBC-240 | [5 empty] | Ultra 16 SDD
|  |  | IceVolt 300P | [5 empty] | CFD-50 SDD
|  |  | I425H120 | [5 empty] | ARKTEK YBC-10 SDD
GHR 200 AC
GHR 150 AC

## ILR_SDD_UNICEF_LTA
List CCE per energy and capacity categories
| Product type | Product group | Category | Mean volume | CCE_category | Country of origin | Manufactured by | Equipment model | Vaccine storage capacity: L | Gross volume-Freezer:L | Energy consumption, stable running (kWh/24 hours): | Holdover time at +43 ˚C ambient | Currency | Unit price | Set of spare parts /10 units
1 | Mains powered | Mains Refrigerator | ≤60L | 38 | Mains Refrigerator ≤60L | China | Qingdao Aucma Global Medical Co. | CFD-50 | 50 |  | 0.54 | 120 hours
2 | Mains powered | Mains Refrigerator | ≤60L | 38 | Mains Refrigerator ≤60L | China | Qingdao Haier Biomedical Co | HBC-79 NEW | 59
3 | Mains powered | Mains Refrigerator | ≤60L | 38 | Mains Refrigerator ≤60L | Luxembourg | B Medical Systems | TCW 50R AC New | 56
4 | Mains powered | Mains Refrigerator | ≤60L | 38 | Mains Refrigerator ≤60L | India | Godrej & Boyce MFG. Co. Ltd | GHR 60 AC NEW | 58
5 | Mains powered | Mains Refrigerator | ≤60L | 38 | Mains Refrigerator ≤60L | Denmark | A/S Vestfrost | VLS174A AC | 38 |  | 0.504 | 57.52 Hours
8 | Mains powered | Mains Refrigerator | ≤60L | 38 | Mains Refrigerator ≤60L | Malaysia | Coolfinity Medical BV | Icevolt 70P New | 59 | ???
6 | Mains powered | Mains Refrigerator | >60<120L | 98 | Mains Refrigerator >60<120L | Luxembourg | B Medical Systems | TCW110R AC New | 114
7 | Mains powered | Mains Refrigerator | >60<120L | 98 | Mains Refrigerator >60<120L | China | Qingdao Haier Biomedical Co | HBC-120 | 100 |  | 0.4 | 128hrs 48mins
9 | Mains powered | Mains Refrigerator | >60<120L | 98 | Mains Refrigerator >60<120L | India | Godrej & Boyce MFG. Co. Ltd | GHR120 AC New | 118
10 | Mains powered | Mains Refrigerator | >60<120L | 98 | Mains Refrigerator >60<120L | Denmark | A/S Vestfrost | VLS304A AC | 98 |  | 0.6 | 55.5 Hours
11 | Mains powered | Mains Refrigerator | ≥120L | 98 | Mains Refrigerator ≥120L | Luxembourg | B Medical Systems | TCW240R AC NEW | 240
12 | Mains powered | Mains Refrigerator | ≥120L | 98 | Mains Refrigerator ≥120L | Malaysia | Coolfinity Medical BV | Icevolt 300P | 241 |  | 2.98 | 25 hours
13 | Mains powered | Mains Refrigerator | ≥120L | 98 | Mains Refrigerator ≥120L | United Kingdom | Dulas Ltd | VC225ILR | 184 |  | 0.803 | 94 hours
14 | Mains powered | Mains Refrigerator | ≥120L | 98 | Mains Refrigerator ≥120L | China | Qingdao Haier Biomedical Co | HBC-260 | 211 |  | 1.62 | 62 hrs
15 | Mains powered | Mains Refrigerator | ≥120L | 98 | Mains Refrigerator ≥120L | India | Godrej & Boyce MFG. Co. Ltd | GHR200 AC NEW | 226
16 | Mains powered | Mains Refrigerator | ≥120L | 98 | Mains Refrigerator ≥120L | Denmark | A/S Vestfrost | VLS 504A AC | 242 |  | 0.638 | 55.27 Hours
17 | Mains powered | Mains Refr&Freez | <60L | 30 | Mains Refr&Freez <60L | China | Qingdao Haier Biomedical Co | HBCD-90 | 30 | 32L | 0.7 | 63hrs 48mins
18 | Mains powered | Mains Refr&Freez | <60L | 30 | Mains Refr&Freez <60L | India | Godrej & Boyce MFG. Co. Ltd | GHR55 FF AC New | 58
19 | Mains powered | Mains Refr&Freez | <60L | 30 | Mains Refr&Freez <60L | Luxembourg | B Medical Systems | TCW 40C AC NEW | 36.5
20 | Mains powered | Mains Refr&Freez | <60L | 30 | Mains Refr&Freez <60L | Denmark | A/S Vestfrost | VLS086 RF AC New | 57.6
21 | Mains powered | Mains Refr&Freez | >60≤120L | 100 | Mains Refr&Freez >60≤120L | China | Qingdao Haier Biomedical Co | HBCD-160 NEW | 100
22 | Mains powered | Mains Refr&Freez | >60≤120L | 100 | Mains Refr&Freez >60≤120L | Denmark | A/S Vestfrost | VLS096 RF AC New | 110
23 | Mains powered | Mains Refr&Freez | >60≤120L | 100 | Mains Refr&Freez >60≤120L | India | Godrej & Boyce MFG. Co. Ltd | GHR110 FF AC New | 108
24 | Mains powered | Mains Refr&Freez | >60≤120L | 100 | Mains Refr&Freez >60≤120L | Luxembourg | B Medical Systems | TCW120C AC NEW | 120 | 27.7
25 | Mains powered | Mains Refr&Freez | ≥120L | 100 | Mains Refr&Freez ≥120L | China | Qingdao Haier Biomedical Co | HBCD-220 NEW | 146
26 | Mains powered | Mains vaccine Freez | <150L | 96 | Mains vaccine Freez <150L | China | Qingdao Haier Biomedical Co | HBD-130 NEW | 118
27 | Mains powered | Mains vaccine Freez | <150L | 96 | Mains vaccine Freez <150L | Luxembourg | B Medical Systems | TCW110VF AC NEW | 114
28 | Mains powered | Mains vaccine Freez | <150L | 96 | Mains vaccine Freez <150L | China | Qingdao Aucma Global Medical Co. | DW-25W147 | 96 |  | 3.31 | 6hr 44mins
29 | Mains powered | Mains vaccine Freez | <150L | 96 | Mains vaccine Freez <150L | Denmark | A/S Vestfrost | MF114 | 98 |  | 2.24 | 2.8 hrs
30 | Mains powered | Mains vaccine Freez | ≥150L | 96 | Mains vaccine Freez ≥150L | China | Qingdao Haier Biomedical Co | HBD-265 | 211 |  | 1.43 | 11 hours 25 minutes
31 | Mains powered | Mains vaccine Freez | ≥150L | 96 | Mains vaccine Freez ≥150L | Luxembourg | B Medical Systems | TCW240VF AC | 240
32 | Mains powered | Mains vaccine Freez | ≥150L | 96 | Mains vaccine Freez ≥150L | India | Godrej & Boyce MFG. Co. Ltd | GMF200 ECO NEW | 153
33 | Mains powered | Mains vaccine Freez | ≥150L | 96 | Mains vaccine Freez ≥150L | China | Qingdao Aucma Global Medical Co. | DW-25W300 | 240 |  | 3.37 | 58hr 36Mins
34 | Mains powered | Mains vaccine Freez | ≥150L | 96 | Mains vaccine Freez ≥150L | Denmark | A/S Vestfrost | MF314 | 271 |  | 4.23 | 4.0 hrs
35 | SDDs | SDD Refrigerator | <60L | 50 | SDD Refrigerator <60L | Luxemburg | B Medical Systems | TCW50RSDD New | 56
36 | SDDs | SDD Refrigerator | <60L | 50 | SDD Refrigerator <60L | China | Qingdao Haier Biomedical Co | HTC-110 | 59 |  | N/A | 4 days (96 hours)
37 | SDDs | SDD Refrigerator | <60L | 50 | SDD Refrigerator <60L | Denmark | A/S Vestfrost | VLS 054A SDD | 55.5 |  | N/A | 72.4 hours
38 | SDDs | SDD Refrigerator | <60L | 50 | SDD Refrigerator <60L | India | Godrej & Boyce MFG. Co. Ltd | GHR60 DC NEW | 58
39 | SDDs | SDD Refrigerator | <60L | 50 | SDD Refrigerator <60L | China | Qingdao Aucma Global Medical Co. | Metafridge-CFD-50 SDD | 50 |  | N/A | 5 days
40 | SDDs | SDD Refrigerator | ≥60<120L | 88 | SDD Refrigerator ≥60<120L | Luxemburg | B Medical Systems | TCW 110R SDD New | 114
41 | SDDs | SDD Refrigerator | ≥60<120L | 88 | SDD Refrigerator ≥60<120L | United Kingdom | Dulas Ltd | VC88SDD | 88 |  | N/A | 78 hours 09 mins
42 | SDDs | SDD Refrigerator | ≥60<120L | 88 | SDD Refrigerator ≥60<120L | India | Godrej & Boyce MFG. Co. Ltd | GHR120 DC New | 118
43 | SDDs | SDD Refrigerator | ≥60<120L | 88 | SDD Refrigerator ≥60<120L | China | Qingdao Haier Biomedical Co | HTC-120 | 100 |  | N/A | 4.6 days
44 | SDDs | SDD Refrigerator | ≥60<120L | 88 | SDD Refrigerator ≥60<120L | Denmark | A/S Vestfrost | VLS 094A SDD | 92 |  | N/A | 72.5 hours
45 | SDDs | SDD Refrigerator | ≥120L | 88 | SDD Refrigerator ≥120L | Luxemburg | B Medical Systems | TCW240R SDD New | 240
46 | SDDs | SDD Refrigerator | ≥120L | 88 | SDD Refrigerator ≥120L | United Kingdom | Dulas Ltd | VC200SDD | 132 |  | N/A | 78 hours 29 mins
47 | SDDs | SDD Refrigerator | ≥120L | 88 | SDD Refrigerator ≥120L | India | Godrej & Boyce MFG. Co. Ltd | GHR190DC New | 184
48 | SDDs | SDD Refrigerator | ≥120L | 88 | SDD Refrigerator ≥120L | China | Qingdao Haier Biomedical Co | HTC-240 | 200 |  | N/A | 3.9 days (95 hours 23 mins)
49 | SDDs | SDD Refrigerator | ≥120L | 88 | SDD Refrigerator ≥120L | Denmark | A/S Vestfrost | VLS 154A SDD | 170 |  | N/A | 73.4 hours
50 | SDDs | SDD Refr&Freez | <60L | 36.5 | SDD Refr&Freez <60L | Luxemburg | B Medical Systems | TCW40C SDD New | 36.5 | 4.8
51 | SDDs | SDD Refr&Freez | <60L | 36.5 | SDD Refr&Freez <60L | United Kingdom | Dulas Ltd | VC60SDD | 57 | 24 | N/A | 82 hours 48 mins
52 | SDDs | SDD Refr&Freez | <60L | 36.5 | SDD Refr&Freez <60L | Denmark | A/S Vestfrost | VLS 086A RF SDD New | 57.6
53 | SDDs | SDD Refr&Freez | <60L | 36.5 | SDD Refr&Freez <60L | India | Godrej & Boyce MFG. Co. Ltd | GHR 55 FF DC | 58
54 | SDDs | SDD Refr&Freez | <60L | 36.5 | SDD Refr&Freez <60L | China | Qingdao Haier Biomedical Co | HTCD-90 | 37.5 | 32 | N/A | 4.7 days (114.9 hours)
55 | SDDs | SDD Refr&Freez | <60L | 36.5 | SDD Refr&Freez <60L | China | Qingdao Aucma Global Medical Co. | TCD-100 | 48 | 38 | N/A | 7.5 days
56 | SDDs | SDD Refr&Freez | >60≤120L | 100 | SDD Refr&Freez >60≤120L | Luxemburg | B Medical Systems | TCW120C SDD New | 70 | 42
57 | SDDs | SDD Refr&Freez | >60≤120L | 100 | SDD Refr&Freez >60≤120L | United Kingdom | Dulas Ltd | VC150SDD | 102 | 42.9 | N/A | 77 hours 59.4 mins
58 | SDDs | SDD Refr&Freez | >60≤120L | 100 | SDD Refr&Freez >60≤120L | Denmark | A/S Vestfrost | VLS 096A RF SDD | 110 | 50 | N/A | 114.43 hours
59 | SDDs | SDD Refr&Freez | >60≤120L | 100 | SDD Refr&Freez >60≤120L | China | Qingdao Haier Biomedical Co | HTCD-160B | 100 | 40 | N/A | 139hrs
60 | SDDs | SDD Refr&Freez | >60≤120L | 100 | SDD Refr&Freez >60≤120L | India | Godrej & Boyce MFG. Co. Ltd | GHR110 FF DC New | 108
61 | SDDs | SDD Refr&Freez | >60≤120L | 100 | SDD Refr&Freez >60≤120L | China | Qingdao Aucma Global Medical Co. | TCD-188 | 120
62 | SDDs | SDD Refr&Freez | >120L | 100 | SDD Refr&Freez >120L | China | Qingdao Haier Biomedical Co | HTCD-220 NEW | 146
63 | SDDs | Solar waterpack freezer | <120L | 34.3 | Solar waterpack freezer <120L | Luxemburg | B Medical Systems | TCW40F SDD New |  | 64 | N/A | 5 days
64 | SDDs | Solar waterpack freezer | <120L | 34.3 | Solar waterpack freezer <120L | China | Qingdao Haier Biomedical Co | HTD-40 |  | 48 | N/A | 120 hours
65 | SDDs | Solar waterpack freezer | <120L | 34.3 | Solar waterpack freezer <120L | Denmark | A/S Vestfrost | VLS048 |  | 34.3 | N/A | 48 hours
66 | Mains powered | Walk-in Cold Room | 10 m3 | 2400 | Walk-in Cold Room 10 m3 |  |  | WICR-10m3 | 2400 | 10000
67 | Mains powered | Walk-in Cold Room | 30 m3 | 7200 | Walk-in Cold Room 30 m3 |  |  | WICR-30m3 | 7200 | 30000
68 | Mains powered | Walk-in Cold Room | 40 m3 | 9600 | Walk-in Cold Room 40 m3 |  |  | WICR-40m3 | 9600 | 40000
69 | Mains powered | Walk-in Freezer Room | 20 m3 | 4800 | Walk-in Freezer Room 20 m3 |  |  | WIFR-20m3 | 4800 | 20000

## PQEqpt
http://www.who.int/nuvi/products/links/en/index.html |  |  | No. of cold chain equipments: | 194 |  | No. of PQS equipment: |  | 140 |  |  | No. of PIS equipment: | 49
Base données réfrigérateurs et congélateurs | [18 empty] | Index | [12 empty] | Indicator per unit volume
Equipment identification | [7 empty] | Net stockage volume (litres) |  |  | Waterpack production capacities |  | Holdover time (hours) |  | Energy Consumption |  |  |  | Info prix |  |  | Gross Volume (litres) |  |  | External dimensions (cm) |  |  | Shipping characteristics |  |  |  | Investment cost |  |  | Energy consumption
Designation | Manufacturer (make) | Models | Code PQS | Type | Refrigerant | Temperature Zone | Freeze protection Grade | (+5°C) | (-20°C) | (-86°C) | kg ice/24hrs at 32°C with vaccines | Waterpack storage capacity (No. 0.6 waterpacks) | Cold Holdover Time | Warm Holdover Time | Electrical power (Watts) | electricity (kWh/24hrs) | Gaz (kg/24hrs) | Kerosene (litres/24hrs) | Price currency | Price in US$ | Year of price | (+5°C) | (-20°C) | (-86°C) | H (cm) | W (cm) | L (cm) | Shipping volume (m3) | Shipping weight (kg) | No. of rows | CCE_category | refrigeration ($/litre) | freezing ($/litre) | Icepack freezing ($/kg) | refrigeration (kWh/litre) | refrigeration (litre/litre) | freezing (kWh/litre) | freezing (litre/litre) | Icepack freezing (kwh/kg) | Icepack freezing (litre/kg) | [5 empty] | Grade A refrigerators | [11 empty] | PQS freezers
[47 empty] | 1 | 2 | 3 | 4 | 5 | 6 | 7 | 8 | 9 | 10 | 11 |  | 1 | 2 | 3 | 4 | 5 | 6
A | B | C | D | E | F | G | H | I | J | K | L | M | N | O | P | Q | R | S | T | U | V | W | X | Y | Z | AA | AB | AC | AD | AE | AF | AG | AH | AI | AJ | AK | AL | AM | AN | AO | ILR | ILRF | SDRF | SDR | CCESelect | GradeA_refr | B Medical Systems Sarl (Dometic) | Zero Appliances | Dulas | Godrej & Boyce MFG. Co. Ltd | Haier | Vestfrost | AUCMA | Coolfinity Medical B.V. | Western Refrigeration | BlackFrog Technologies Private Limited |  | PQ_freezer | Haier | Vestfrost | AUCMA | B Medical Systems Sarl (Dometic) | Western Refrigeration |  | PQS | Electric | SDF
A: refrigerator; B: Electrolux; C: RCW 42 EG/CF; D: PIS E3/21-M; E: ARF; F: NH3; G: Temp; I: 10.5; J: 1.6; L: 1.1294; N: ++; Q: 2.52; T: 899; U: 899; AE: N; AG: 85.619; AH: 561.875; AI: 795.9896; AJ: 0.24; AL: 1.575; AN: 2.2313 | CFD-50 | GMF 200 ECO lite | HTCD 90 SDD | ARKTEK YBC-10 SDD | GradeA_refr | B Medical Systems Sarl (Dometic) | TCW 3000 SDD | ZLF 100DC | VC 200 SDD | GVR 50 SDD | HTCD-160 | VLS 024 SDD Greenline | CFD-50 | IceVolt 300P | I425H120 | Emvolio Plus |  | Haier | HBD-116 | MF 314 | DW-25W147 | TFW 3000 AC | VFW140H-HC |  | HBD-116 | HBD-86 | HTD-40
A: refrigerator; B: Electrolux; C: RCW 42 EK/CF; D: PIS E3/22-M; E: ARF; F: NH3; G: Temp; I: 18.2; J: 1.2; L: 0.98667; N: 12.5; Q: 1.6; S: 0.7; T: 1063; U: 1063; AG: 58.4066; AH: 885.8333; AI: 1077.3649; AJ: 0.087912; AK: 0.038462; AL: 1.3333; AM: 0.58333; AN: 1.6216; AO: 0.70946 | GHR 150 AC | GVR 55 FF AC | HTCD-160B | CFD-50 SDD | PQ_freezer | Zero Appliances | TCW 2000 SDD | ZLF 150AC | VC 150 SDD | GVR 100 SDD | HTCD 90 SDD | VLS 026 RF Green Line | CFD-50 SDD |  |  |  |  | Vestfrost | HBD-286 | MF 114 | DW-25W300 | TFW 40 SDD | VFW310H-HC |  | HBD-286 | TFW 3000 AC | TFW 40 SDD
A: icelined refrigerator; B: Electrolux; C: TCW 1151/CF; D: PIS E3/24-M; E: ILRF; F: R134a; G: Hot; I: 169; L: 2.0571; N: 23.7; Q: 4.09; T: 1453; U: 1453; AG: 8.5976; AI: 706.3194; AJ: 0.024201; AN: 1.9882 | GHR 200 AC | HBCD-90 | TCW 120 SDD | GVR 100 SDD | WICFR | Dulas | TCW 40 SDD | ZLF30AC | VC 110 SDD | GVR 51 LITE AC | HTC 40 SDD | VLS 056 RF SDD | ARKTEK YBC-10 SDD |  |  |  |  | AUCMA | HTD-40 | MF 214 |  | U201 |  |  | MF 314 |  | VFS 048 SDD
A: icelined refrigerator; B: Electrolux; C: TCW 1152/CF; D: PIS E3/24-M*; E: ILRF; F: R134a; G: Hot; I: 169; L: 2.0571; N: 23.7; Q: 4.09; T: 1453; U: 1453; AG: 8.5976; AI: 706.3194; AJ: 0.024201; AN: 1.9882 | GHR 90 AC | TCD-100 | TCW 15 SDD | GVR 50 SDD | UCC | Godrej & Boyce MFG. Co. Ltd | TCW 2043 SDD | ZLF150DC | VC 88 SDD | GVR 75 Lite | HTC 110 SDD | VLS 094A SDD Greenline | TCD-100 |  |  |  |  | B Medical Systems Sarl (Dometic) | HBD-86 | VFS 048 SDD |  | TVW4000AC |  |  | MF 114
A: refrigerator & freezer; B: Electrolux; C: RCW 42AC/CF; D: PIS E3/30-M; E: CRF; F: R134a; G: Hot; I: 12; J: 12; L: 2.1; N: 6; T: 1153.64; U: 1153.64; AG: 96.1367; AH: 96.1367; AI: 549.3524 | GVR 225 AC | TCW 120 AC | TCW 2000 SDD | HTC 110 SDD |  | Haier | TCW 3043 SDD | ZLF30DC SDD | VC 225 ILR | GVR 99 Lite | HBC-260 | VLS 154A SDD Greenline | [5 empty] | Western Refrigeration | HBD265 | [5 empty] | MF 214
A: refrigerator & freezer; B: Electrolux; C: RCW 42DC/CF; D: PIS E3/31-M; E: SBRF; F: R134a; G: Hot; I: 14; J: 14; L: 2.4; N: 5.5; Q: 0.6; T: 1308.18; U: 1308.18; AG: 93.4414; AH: 93.4414; AI: 545.075; AJ: 0.042857; AL: 0.042857; AN: 0.25 | GVR 51 LITE AC |  | TCW 2043 SDD | HTC 40 SDD |  | Vestfrost | TCW 4000 AC | ZLF80AC | VC 50 SDD | GVR 225 AC | HBC-150 | VLS 204A | [12 empty] | DW-25W147
A: refrigerator & freezer; B: BP Solar; C: VR50F; D: PIS E3/37-M; E: SBRF; F: R134a; G: Hot; I: 17.5; J: 5; L: 2.4; N: 3.5; Q: 1.7; T: 4524; U: 4524; AG: 258.5143; AH: 904.8; AI: 1885; AJ: 0.097143; AL: 0.34; AN: 0.70833 | GVR 75 Lite |  | TCW 40 SDD | HTC-112 |  | AUCMA | TCW 15R SDD |  | VC 60 SDD-1 | GVR 55 FF DC | HBC-80 | VLS 304A AC | [12 empty] | DW-25W300
A: icelined refrigerator; B: Vestfrost; C: MK144; D: PIS E3/57-M; E: ILR; F: R134a; G: Hot; I: 45; N: 45; Q: 1.07; T: 386; U: 386; AG: 8.5778; AJ: 0.023778 | GVR 99 Lite |  | VC 150 SDD | HTC-120 |  | Coolfinity Medical B.V. | TCW 40R SDD |  | VC 30 SDD | GVR 55 FF AC | HBCD-90 | VLS 354A AC | [12 empty] | TFW 3000 AC
A: icelined refrigerator; B: Electrolux; C: TCW 1990; D: PIS E3/62-M; E: ILRF; F: R134a; G: Hot; I: 37.5; L: 16.4571; N: 38; Q: 1.92; T: 1070; U: 1070; AG: 28.5333; AI: 65.0174; AJ: 0.0512; AN: 0.11667 | HBC-120 |  | VC 60 SDD-1 | HTC-240 |  | Western Refrigeration | TCW 15 SDD |  |  | GMF 200 ECO lite | HTC-112 | VLS 404A AC | [12 empty] | TFW 40 SDD
A: icelined refrigerator; B: LEC RefrigerationPLC; C: VC 139 F; D: PIS E3/64-M; E: ILR; F: R134a; G: Hot; I: 107.5; N: 21; Q: 1.92; T: 1556; U: 1556; AG: 14.4744; AJ: 0.01786 | HBC-150 |  | VLS 026 RF Green Line | TCW 15R SDD |  | BlackFrog Technologies Private Limited | Ultra 16 SDD |  |  | GHR 200 AC | HBC-120 | VLS 504A AC | [12 empty] | HTD-40
A: refrigerator & freezer; B: Norcoast; C: NRC 30-10; D: PIS E3/65-M; E: SBRF; F: R134a; G: Hot; I: 15.5; J: 12.2; L: 2.8; N: 4.1; Q: 0.85; T: 1900; U: 1900; AG: 122.5806; AH: 155.7377; AI: 678.5714; AJ: 0.054839; AL: 0.069672; AN: 0.30357 | HBC-240 |  | VLS 056 RF SDD | TCW 3000 SDD |  |  | TCW 4000 SDD |  |  | GHR 90 AC | HBC-240 | VLS 076 SDD | [12 empty] | VFS 048 SDD
A: refrigerator & freezer; B: Fortum AES; C: CFS49 ISI; D: PIS E3/70-M; E: SBRF; F: R134a; G: Hot; I: 20; J: 4.8; L: 3.6; N: 6; Q: 0.41; T: 3200; U: 3200; AG: 160; AH: 666.6667; AI: 888.8889; AJ: 0.0205; AL: 0.085417; AN: 0.11389 | HBC-260 |  | VLS 076 SDD | TCW 3043 SDD |  |  | TCW 40R AC |  |  | GHR 150 AC | HTC-120 | VLS 174A AC | [12 empty] | U201
A: Icepack freezer; B: Electrolux; C: FCW 20 EG/CF; D: PIS E3/72-M; E: AF; F: NH3; G: Temp; J: 14; L: 2.4; N: ++; Q: 2.9; R: 0.6; T: 688.18; U: 688.18; AH: 49.1557; AI: 286.7417; AL: 0.20714; AN: 1.2083 | HBC-80 |  | VLS 096A RF SDD | TCW 4000 SDD |  |  | TCW 80 AC |  |  |  | HTC-240 | VLS 096A RF SDD | [12 empty] | HBD-86
A: Icepack freezer; B: Electrolux; C: FCW 20 EK/CF; D: PIS E3/73-M; E: AF; F: NH3; G: Temp; J: 14; L: 2.4; N: 11; Q: 2.7; S: 0.65; T: 841; U: 841; AH: 60.0714; AI: 350.4167; AL: 0.19286; AM: 0.046429; AN: 1.125; AO: 0.27083 | I425H120 |  |  | TCW 40R SDD |  |  | TCW80-SDD |  |  |  | HTCD-160B | [13 empty] | VFW140H-HC
A: icelined refrigerator; B: Vestfrost; C: MK074; D: PIS E3/75-M; E: ILRF; F: R134a; G: Hot; I: 20; L: 3; N: 32.5; Q: 1.62; T: 507; U: 507; AG: 25.35; AI: 169; AJ: 0.081; AN: 0.54 | IceVolt 300P |  |  | TCW80-SDD |  |  | TCW 120 AC | [17 empty] | VFW310H-HC
A: refrigerator & freezer; B: Sun Frost; C: RFVB-134a; D: PIS E3/77-M; E: SBRF; F: R134a; G: Hot; I: 38.7; J: 32.5; L: 2.3; N: 3; Q: 0.64; T: 3800; U: 3800; AG: 98.1912; AH: 116.9231; AI: 1652.1739; AJ: 0.016537; AL: 0.019692; AN: 0.27826 | TCW 4000 AC |  |  | Ultra 16 SDD |  |  | TCW 120 SDD | [17 empty] | HBD265
A: refrigerator & freezer; B: Dulas; C: VC-150 F; D: PIS E3/79-M; E: SBRF; F: R134a; G: Hot; I: 85; J: 14.4; L: 8.7; N: 4.6; Q: 2.4; T: 2441; U: 2441; AG: 28.7176; AH: 169.5139; AI: 280.5747; AJ: 0.028235; AL: 0.16667; AN: 0.27586 | TCW 40R AC |  |  | VC 110 SDD | [20 empty] | TVW4000AC
A: Icepack freezer; B: Electrolux; C: TFW800; D: PIS E3/80-M; E: WPF; F: R134a; G: Hot; J: 145; L: 18.6429; N: 14; Q: 5.77; T: 1433; U: 1433; AH: 9.8828; AI: 76.8659; AL: 0.039793; AN: 0.3095 | TCW 80 AC |  |  | VC 200 SDD
A: icelined refrigerator; B: Vestfrost; C: MK204; D: PIS E3/81-M; E: ILR; F: R134a; G: Hot; I: 63; N: 46; Q: 1.41; T: 450; U: 450; AG: 7.1429; AJ: 0.022381 | VC 225 ILR |  |  | VC 30 SDD
A: icelined refrigerator; B: Vestfrost; C: MK304; D: PIS E3/82-M; E: ILR; F: R134a; G: Hot; I: 108; N: 49; Q: 1.67; T: 532; U: 532; AG: 4.9259; AJ: 0.015463 | VLS 174A AC |  |  | VC 50 SDD
A: refrigerator & freezer; B: TATA BP Solar; C: TBP VR 50; D: PIS E3/83; E: SBRF; F: R134a; G: Hot; I: 18; J: 5; L: 6.4; N: 5.5; Q: 1.5; T: 2950; U: 2950; AG: 163.8889; AH: 590; AI: 460.9375; AJ: 0.083333; AL: 0.3; AN: 0.23438 | VLS 204A |  |  | VC 88 SDD
A: refrigerator & freezer; B: Sibir; C: V 170 GE; D: PIS E3/84-M; E: ARF; F: NH3; G: Hot; I: 55; J: 36; L: 1.2; N: 3; Q: 8.3; R: 0.8; T: 832.7; U: 832.7; AG: 15.14; AH: 23.1306; AI: 693.9167; AJ: 0.15091; AL: 0.23056; AN: 6.9167 | VLS 304A AC |  |  | VLS 024 SDD Greenline
A: refrigerator & freezer; B: Sibir; C: V 170 EK; D: PIS E3/85-M; E: ARF; F: NH3; G: Hot; I: 55; J: 36; L: 0.96; N: 3.6; S: 1.4; T: 1106; U: 1106; AG: 20.1091; AH: 30.7222; AI: 1152.0833; AK: 0.025455; AM: 0.038889; AO: 1.4583 | VLS 354A AC |  |  | VLS 094A SDD Greenline
A: refrigerator & freezer; B: Sibir; C: V 110 GE; D: PIS E3/86-M; E: ARF; F: NH3; G: Hot; I: 17; J: 15; L: 1.0286; N: 3; R: 0.5; T: 711; U: 711; AG: 41.8235; AH: 47.4; AI: 691.25 | VLS 404A AC |  |  | VLS 154A SDD Greenline
A: refrigerator; B: Sibir; C: V 110 KE; D: PIS E3/87-M; E: ARF; F: NH3; G: Temp; I: 17; J: 15; L: 0.6; N: ++; S: 0.5; T: 805; U: 805; AG: 47.3529; AH: 53.6667; AI: 1341.6667; AK: 0.029412; AM: 0.033333; AO: 0.83333 | VLS 504A AC |  |  | ZLF 100DC
A: refrigerator & freezer; B: Electrolux; C: RCW 50 EG/CF; D: PIS E3/88-M; E: ARF; F: NH3; G: Hot; I: 24; L: 2.4; N: 4.4; Q: 3.5; R: 0.5; T: 1122; U: 1122; AG: 46.75; AI: 467.5; AJ: 0.14583; AN: 1.4583 | ZLF 150AC |  |  | ZLF150DC
A: refrigerator & freezer; B: Zero Appliances; C: PR 245 K/E; D: PIS E3/89-M; E: ARF; F: NH3; G: Temp; I: 18; J: 20; L: 3.0857; N: 3.2; S: 0.46; T: 670; U: 670; AG: 37.2222; AH: 33.5; AI: 217.1296; AK: 0.025556; AM: 0.023; AO: 0.14907 | ZLF30AC |  |  | ZLF30DC SDD
A: refrigerator & freezer; B: Zero Appliances; C: GR 245 G/E; D: PIS E3/90-M; E: ARF; F: NH3; G: Temp; I: 18; J: 20; L: 3.3231; N: 3; R: 0.5; T: 615; U: 615; AG: 34.1667; AH: 30.75; AI: 185.0694 | ZLF80AC
refrigerator & freezer | Electrolux | RCW 50 EK | PIS E3/91-M | ARF | NH3 | Hot |  | 24 |  |  | 2.4 |  | 6.5 |  |  |  |  | 0.8 | 1268 | 1268 | [11 empty] | 52.8333 |  | 528.3333 |  | 0.033333 |  |  |  | 0.33333
refrigerator & freezer | Norcoast | Model 120-30 | PIS E3/92-M | SBRF | R134a | Hot |  | 63 | 30 |  | 4.32 |  | 3.5 |  |  | 0.97 |  |  | 2600 | 2600 | [11 empty] | 41.2698 | 86.6667 | 601.8519 | 0.015397 |  | 0.032333 |  | 0.22454
refrigerator & freezer | Electrolux | RCW 50DC/CF | PIS E3/93-M | SBRF | R134a | Hot |  | 24 | 4.8 |  | 5.76 |  | 9 |  |  | 1.39 |  |  | 1268 | 1268 | [11 empty] | 52.8333 | 264.1667 | 220.1389 | 0.057917 |  | 0.28958 |  | 0.24132
refrigerator & freezer | Electrolux | RCW 50 AC | PIS E3/94-M | CRF | R134a | Hot |  | 24 | 8 |  | 3.9724 |  | 16 |  |  | 2.02 |  |  | 1172 | 1172 | [11 empty] | 48.8333 | 146.5 | 295.0347 | 0.084167 |  | 0.2525 |  | 0.50851
Icepack freezer | Zero Appliances | PF 230 IP KE | PIS E3/95-M | AF | NH3 | Hot |  |  | 144 |  | 5.4 |  | ++ |  |  |  |  | 0.93 | 906 | 906 | [12 empty] | 6.2917 | 167.7778 |  |  |  | 0.0064583 |  | 0.17222
Vaccine/icepack freezer | Vestfrost | MF114 | PIS E3/96-M | CF | R134a | Hot |  |  | 72 |  | 17.5 |  | 13 |  |  | 1.58 |  |  | 284 | 284 | [12 empty] | 3.9444 | 16.2286 |  |  | 0.021944 |  | 0.090286
Vaccine/icepack freezer | Vestfrost | MF214 | PIS E3/97-M | CF | R134a | Hot |  |  | 192 |  | 22.86 |  | 15.5 |  |  | 1.93 |  |  | 321 | 321 | [12 empty] | 1.6719 | 14.042 |  |  | 0.010052 |  | 0.084427
Vaccine/icepack freezer | Vestfrost | MF314 | PIS E3/98-M | CF | R134a | Hot |  |  | 264 |  | 32.4 |  | 17.5 |  |  | 2.71 |  |  | 367 | 367 | [12 empty] | 1.3902 | 11.3272 |  |  | 0.010265 |  | 0.083642
Vaccine/icepack freezer | Electrolux | FCW 300 | PIS E3/99-M | CF | R134a | Hot |  |  | 264 |  | 7.2 |  | 15 |  |  | 2.98 |  |  | 1172 | 1172 | [12 empty] | 4.4394 | 162.7778 |  |  | 0.011288 |  | 0.41389
Vaccine/icepack freezer | Electrolux | FCW 200 | PIS E3/100-M | CF | R134a | Hot |  |  | 144 |  | 7.2 |  | 14 |  |  | 1.44 |  |  | 1172 | 1172 | [12 empty] | 8.1389 | 162.7778 |  |  | 0.01 |  | 0.2
refrigerator & freezer | Solamatic | PVR150 | PIS E3/101-M | SBRF | R134a | Hot |  | 30 | 7.2 |  | 3.6 |  | 5.5 |  |  | 0.98 |  |  | 2000 | 2000 | [11 empty] | 66.6667 | 277.7778 | 555.5556 | 0.032667 |  | 0.13611 |  | 0.27222
refrigerator & freezer | Zero Appliances | GR 265 G/E | PIS E3/102-M | ARF | NH3 | Hot |  | 16 |  |  | 1.8 |  | 3.5 |  |  | 8 | 0.9 |  | 846 | 846 | [11 empty] | 52.875 |  | 470 | 0.5 |  |  |  | 4.4444
refrigerator & freezer | Dulas | VC-65 F | PIS E3/103-M | SBRF | R134a | Hot |  | 37.5 | 9.6 |  | 3.0476 |  | 5.8 |  |  | 0.67 |  |  | 3499 | 3499 | [11 empty] | 93.3067 | 364.4792 | 1148.1094 | 0.017867 |  | 0.069792 |  | 0.21984
refrigerator & freezer | Kyocera Solar | VaccPack XL 2100 | PIS E3/104-M | SBRF | R134a | Hot |  | 21 | 9.6 |  | 5.3832 |  | 21.7 |  |  | 0.47 |  |  | 2985 | 2985 | [11 empty] | 142.1429 | 310.9375 | 554.5052 | 0.022381 |  | 0.048958 |  | 0.087309
refrigerator & freezer | Kyocera Solar | VaccPack XL 6000 | PIS E3/105-M | SBRF | R134a | Hot |  | 60 | 9.6 |  | 2.6182 |  | 17 |  |  | 1.02 |  |  | 4985 | 4985 | [11 empty] | 83.0833 | 519.2708 | 1903.9931 | 0.017 |  | 0.10625 |  | 0.38958
refrigerator & freezer | Bright Light Solar | PS65 | PIS E3/106-M | SBRF | R134a | Hot |  | 37.5 | 9.6 |  | 6.4 |  | 3 |  |  | 0.7 |  |  | 3400 | 3400 | [11 empty] | 90.6667 | 354.1667 | 531.25 | 0.018667 |  | 0.072917 |  | 0.10937
icelined refrigerator | Electrolux | TCW 3000 | PIS E3/107-M | ILRF | R134a | Hot |  | 126.5 |  |  | 5.4486 |  | 61.7 |  |  | 1.17 |  |  | 2318.75 | 2318.75 | [11 empty] | 18.33 |  | 425.5642 | 0.009249 |  |  |  | 0.21473
refrigerator & freezer | Zero Appliances | PR 265 K/E | PIS E3/108-M | ARF | NH3 | Hot |  | 37.5 | 9.6 |  | 2.4 |  | 6 |  |  | 8 |  |  | 1038 | 1038 | [11 empty] | 27.68 | 108.125 | 432.5 | 0.21333 |  | 0.83333 |  | 3.3333
refrigerator & freezer | Bright Light Solar | PS40 | PIS E3/109-M | SBRF | R134a | Hot |  | 18 | 2.4 |  | 2.4 |  | 3.67 |  |  | 0.32 |  |  | 3400 | 3400 | [11 empty] | 188.8889 | 1416.6667 | 1416.6667 | 0.017778 |  | 0.13333 |  | 0.13333
refrigerator & freezer | PT. Dilihan Glory | DOVLINE | PIS E3/110-M | CRF | R134a | Temp |  | 16 |  |  | 16 |  | 7.8 |  |  | 0.265 | [15 empty] | 0 |  | 0 | 0.016563 |  |  |  | 0.016563
icelined refrigerator & vac/icepack freezer | Electrolux | TCW 2000 | PIS E3/111-M | ILRF | R134a | Hot |  | 60 | 42 |  | 28.8 |  | 44.36 |  |  | 2.88 |  |  | 2411.5 | 2411.5 | [11 empty] | 40.1917 | 57.4167 | 83.7326 | 0.048 |  | 0.068571 |  | 0.1
Battery solar powered combined refrigerator and freezer | B Medical Systems Sarl (Dometic) | TCW 2000 DC | PQS E003/001 | SBRF | R134a | Hot | Grade A | 76 | 30 |  | 3.4 | 26 | 13.6 |  |  | 0.99 |  |  | 2770 | 3324 | 2016 | 118 | 50 |  | 91 | 127 | 78 | 1.05 | 125 | N |  | 43.7368 | 110.8 | 977.6471 | 0.013026 |  | 0.033 |  | 0.29118
Vaccine/icepack freezer | Haier | HBD-116 | PQS E003/002 | VWPF | R134a | Hot | N/A |  | 121 |  | 12 | 204 | 2.29 |  |  | 0.38 |  |  | 410 | 410 | 2016 |  | 121 |  | 82 | 67 | 63 | 0.5 | 79 | Y | Mains vaccine Freez <150L |  | 3.3884 | 34.1667 |  |  | 0.0031405 |  | 0.031667
Vaccine/icepack freezer | Haier | HBD-286 | PQS E003/003 | VWPF | R134a | Hot | N/A |  | 224 |  | 16.8 | 495 | 4.09 |  |  | 4.36 |  |  | 521 | 521 | 2016 |  | 298 |  | 80 | 124 | 63 | 0.88 | 79 | Y | Mains vaccine Freez ≥150L |  | 2.3259 | 31.0119 |  |  | 0.019464 |  | 0.25952
Icepack freezer | B Medical Systems Sarl (Dometic) | TFW 800 | PQS E003/004 | WPF | R134a | Hot | N/A |  | 247 |  | 36 | 179 | 3.5 |  |  | 3.98 |  |  | 2579 | 3094.8 | 2016 |  | 290 |  | 180.5 | 60 | 70.5 | 1.208 | 143 |  |  |  | 12.5296 | 85.9667 |  |  | 0.016113 |  | 0.11056
icelined refrigerator | Haier | HBC-70 | PQS E003/005 | ILR | R134a | Hot | Not Tested | 45 |  |  |  |  | 27.18 |  |  | 0.64 |  |  | 510 | 510 | 2016 | 71 |  |  | 81.8 | 67.3 | 66.3 | 0.56 | 64 | N |  | 11.3333 |  |  | 0.014222
icelined refrigerator | Haier | HBC-200 | PQS E003/006 | ILR | R134a | Hot | Not Tested | 90 |  |  |  |  | 31.23 |  |  | 1.34 |  |  | 688 | 688 | 2016 | 198 |  |  | 81.8 | 124.3 | 63 | 0.91 | 108 | N |  | 7.6444 |  |  | 0.014889
icelined refrigerator | Vestfrost | MK 304 | PQS E003/007 | ILR | R134a | Hot | Not Tested | 105 |  |  |  |  | 25.66 |  |  | 3.2 |  |  | 793 | 951.6 | 2016 | 218 |  |  | 84 | 69 | 126 | 1.02 | 126 |  |  | 9.0629 |  |  | 0.030476
Vaccine refrigerator or icepack freezer | B Medical Systems Sarl (Dometic) | TCW 3000 DC | PQS E003/008 | SBRorF | R134a | Hot | Grade A | 109.5 | 109.5 |  | 3.4 | 80 | 23.4 |  |  | 1.82 |  |  | 2719 | 3262.8 | 2016 | 204 | 204 |  | 90.5 | 126 | 82.5 | 1.05 | 125 | N |  | 29.7973 | 29.7973 | 959.6471 | 0.016621 |  | 0.016621 |  | 0.53529
Refrigerator | Vestfrost | MKS 044 | PQS E003/009 | SDR | R600a | Temp | Not Tested | 19.5 |  |  |  |  | 114 |  |  | 0.51 |  |  | 2318 | 2781.6 | 2016 | 48 |  |  | 87.6 | 72.7 | 69.7 | 0.65 | 88 |  |  | 142.6462 |  |  | 0.026154
icelined refrigerator - water-pack freezer | Vestfrost | MKF 074 | PQS E003/010 | ILRF | R134a | Temp | Not Tested | 16 | 5.4 |  | 1.6 | 9 | 52.54 |  |  | 3.46 |  |  | 725 | 870 | 2016 | 54 | 10 |  | 84 | 70 | 72 | 0.65 | 90 |  |  | 54.375 | 161.1111 | 543.75 | 0.21625 |  | 0.64074 |  | 2.1625
icelined refrigerator | Vestfrost | MK 204 | PQS E003/011 | ILR | R134a | Hot | Not Tested | 75 |  |  |  |  | 20.1 |  |  | 1.89 |  |  | 674 | 808.8 | 2016 | 136 |  |  | 84 | 70 | 92 | 0.752 | 102 |  |  | 10.784 |  |  | 0.0252
icelined refrigerator | Vestfrost | MK 404 | PQS E003/012 | ILR | R134a | Hot | Not Tested | 135 |  |  |  |  | 23.23 |  |  | 3.08 |  |  | 900 | 1080 | 2016 | 240 |  |  | 84 | 70 | 156 | 1.264 |  |  |  | 8 |  |  | 0.022815
icelined refrigerator | True Energy | BLF100AC | PQS E003/013* | ILR | R134a | Hot |  | 103 |  |  |  |  | 97.7 |  |  | 8 |  |  | 1993 | 1993 | 2016 | 125 |  |  | 200 | 89 | 76 | 1.5 | 175 |  |  | 19.3495 |  |  | 0.07767
Combined icelined refrigerator/waterpacks freezer | B Medical Systems Sarl (Dometic) | TCW 2000 AC | PQS E003/014 | ILRF | R134a | Hot | Grade A | 60 | 12 |  | 2.4 | 20 | 39.4 |  |  | 1.87 |  |  | 2509 | 3010.8 | 2016 | 99 | 43 |  | 90 | 127 | 78 | 1.05 | 125 | N |  | 50.18 | 250.9 | 1254.5 | 0.031167 |  | 0.15583 |  | 0.77917
icelined refrigerator | Haier | HBC-340 | PQS E003/015* | ILR | R134a | Hot |  | 200 |  |  |  |  | 34.47 |  |  | 2.73 |  |  | 1196 | 1196 | 2011 | 340 |  |  | 164.4 | 65 | 84.6 | 1.42 | 165 | N |  | 5.98 |  |  | 0.01365
Refrigerator-icepack freezer | True Energy | PS65i | PQS E003/016* | SBRF | R134a | Hot |  | 37.5 |  |  | 2.4 | 16 | 4.4 |  |  | 0.32 |  |  | 1300 | 1820 | 2011 | 61 | 24 |  | 116 | 60 | 84 | 0.66 | 90 |  |  | 48.5333 |  | 758.3333 | 0.0085333 |  |  |  | 0.13333
Vaccine refrigerator OR Vaccine freezer | B Medical Systems Sarl (Dometic) | TCW 3000 AC | PQS E003/017 | ILRorF | R134a | Hot | Grade A | 150 | 150 |  |  | 112.2 | 53 |  |  | 1.37 |  |  | 2615 | 3138 | 2016 | 204 | 204 |  | 91 | 127 | 78 | 1.071 | 125 | N |  | 20.92 | 20.92 |  | 0.0091333 |  | 0.0091333
Solar direct drive refrigerator witout battery | True Energy | BLF100 DC | PQS E003/019* | SDR | R600a | Hot |  | 93 |  |  |  |  | 170 |  |  | 1.295 |  |  | 3995 | 3995 | 2011 | 124 |  |  | 187 | 89 | 76 | 1.5 | 150 |  |  | 42.957 |  |  | 0.013925
Solar direct drive refrigerator witout battery | SunDanzer | BFRV55 | PQS E003/020 | SDR | R134a | Hot | Grade A | 54.5 |  |  |  |  | 65.2 |  |  | 0.49 |  |  | 3399 | 3399 | 2016 | 60.1 |  |  | 88 | 96.5 | 71 | 0.68 | 99 | N |  | 62.367 |  |  | 0.0089908
icelined refrigerator | Vestfrost | VLS 400 Greenline | PQS E003/021 | ILR | R600a | Hot | Not Tested | 216 |  |  |  |  | 30 |  |  | 0.82 |  |  | 826 | 991.2 | 2016 | 235 |  |  | 86 | 127 | 70 | 1.02 | 126 |  |  | 4.5889 |  |  | 0.0037963
icelined refrigerator | Vestfrost | MK 144 | PQS E003/022 | ILR | R134a | Hot | Not Tested | 48 |  |  |  |  | 43 |  |  | 2.3 |  |  | 614 | 736.8 | 2016 | 63.7 |  |  | 88 | 96.5 | 71 | 0.58 | 70 |  |  | 15.35 |  |  | 0.047917
Vaccine/icepack freezer | Vestfrost | MF 314 | PQS E003/023 | VWPF | R134a | Hot | N/A |  | 281 |  | 7.2 | 256 | 4 |  |  | 4.23 |  |  | 573 | 687.6 | 2016 |  | 281 |  | 84 | 156 | 70 | 1.161 | 108.5 | Y | Mains vaccine Freez ≥150L |  | 2.447 | 95.5 |  |  | 0.015053 |  | 0.5875
Vaccine/icepack freezer | Vestfrost | MF 114 | PQS E003/024 | VWPF | R134a | Hot | N/A |  | 105 |  | 7.2 | 64 | 2.8 |  |  | 2.23 |  |  | 421 | 505.2 | 2016 |  | 105 |  | 84 | 72 | 70 | 0.58 | 70 | Y | Mains vaccine Freez <150L |  | 4.8114 | 70.1667 |  |  | 0.021238 |  | 0.30972
Vaccine/icepack freezer | Vestfrost | MF 214 | PQS E003/025 | VWPF | R134a | Hot | N/A |  | 171 |  | 7.2 | 160 | 2.9 |  |  | 3 |  |  | 490 | 588 | 2016 |  | 171 |  | 84 | 113 | 70 | 0.846 | 96.3 | Y | Mains vaccine Freez ≥150L |  | 3.4386 | 81.6667 |  |  | 0.017544 |  | 0.41667
Solaire refrigerator & freezer | Dulas | VC 65-2 | PQS E003/026 | SBRF | R134a | Hot | Not Tested | 37.5 |  |  | 2.4 | 18 | 3 |  |  | 0.55 |  |  | 3275 | 3930 | 2016 | 48.3 | 24.3 |  | 93.6 | 92.9 | 77.7 | 0.887 | 92 | N |  | 104.8 |  | 1637.5 | 0.014667 |  |  |  | 0.22917
Solaire refrigerator & freezer | Dulas | VC 150-2 | PQS E003/027 | SBRF | R134a | Hot | Not Tested | 86 |  |  | 2.4 | 26 | 3 |  |  | 0.68 |  |  | 4275 | 5130 | 2016 | 111.2 | 33.1 |  | 92.9 | 128.5 | 78.1 | 1.075 | 111 |  |  | 59.6512 |  | 2137.5 | 0.007907 |  |  |  | 0.28333
Solaire refrigerator | Dulas | VC 200-1 | PQS E003/028 | SBR | R134a | Hot | Not Tested | 126.5 |  |  |  |  | 3 |  |  | 0.63 |  |  | 3050 | 3660 | 2016 | 155.1 |  |  | 93.3 | 128.5 | 78.1 | 1.075 | 95 | N |  | 28.9328 |  |  | 0.0049802
Solar direct drive refrigerator witout battery | Haier | HTC-60 | PQS E003/029 | SDR | R600a | Temp | Not Tested | 21 |  |  |  |  | 135 | [5 empty] | 2500 | 2500 | 2016 | 60 |  |  | 78.8 | 87.5 | 65.4 | 0.7 | 98 | N |  | 119.0476
Solar direct drive refrigerator witout battery | B Medical Systems Sarl (Dometic) | TCW 3000 SDD | PQS E003/030 | SDR | R600a | Temp | Grade A | 156 |  |  |  |  | 86 | [5 empty] | 5749 | 6898.8 | 2016 | 278 |  |  | 91 | 127 | 78 | 1.07 | 114 | Y | SDD Refrigerator ≥120L | 44.2231
icelined refrigerator | Vestfrost | VLS 200 Greenline | PQS E003/031 | ILR | R600a | Hot | Not Tested | 59.5 |  |  |  |  | 24 |  |  | 0.71 |  |  | 582 | 698.4 | 2016 | 113 |  |  | 80 | 73 | 70 | 0.58 | 70 |  |  | 11.7378 |  |  | 0.011933
icelined refrigerator | Vestfrost | VLS 300 Greenline | PQS E003/032 | ILR | R600a | Hot | Not Tested | 148 |  |  |  |  | 23.5 |  |  | 0.69 |  |  | 698 | 837.6 | 2016 | 157 |  |  | 85 | 70 | 92 | 0.75 | 93 |  |  | 5.6595 |  |  | 0.0046622
icelined refrigerator | Vestfrost | VLS 350 Greenline | PQS E003/033 | ILR | R600a | Hot | Not Tested | 196 |  |  |  |  | 31.5 |  |  | 0.64 |  |  | 780 | 936 | 2016 | 209 |  |  | 85 | 70 | 113 | 0.85 | 110 |  |  | 4.7755 |  |  | 0.0032653
icelined refrigerator | Haier | HBC-110 | PQS E003/034 | ILR | R134a | Hot | Not Tested | 52.5 |  |  |  |  | 36.17 |  |  | 1.2 |  |  | 590 | 590 | 2016 | 110 |  |  | 86 | 63 | 81.8 | 0.636 | 93 | N |  | 11.2381 |  |  | 0.022857
Solar direct drive combined refrigerator/freezer | B Medical Systems Sarl (Dometic) | TCW 2000 SDD | PQS E003/035 | SDRF | R600a | Temp | Grade A | 99 | 14.4 |  | 2.4 | 16 | 85.24 | [5 empty] | 8580 | 10296 | 2016 | 119 | 42 |  | 127 | 78 | 91 | 1.07 | 125 | Y | SDD Refr&Freez >60≤120L | 104 | 715 | 4290
icelined refrigerator | Zero Appliances | ZLF 100AC | PQS E003/036 | ILR | R134a | Hot | Grade A | 99 |  |  |  |  | 113.7 |  |  | 1.96 |  |  | 2015 | 2015 | 2016 | 124 |  |  | 178 | 85 | 71 | 1.132 | 100 | N |  | 20.3535 |  |  | 0.019798
Solar direct drive refrigerator and/or freezer | Zero Appliances | ZLF 100DC | PQS E003/037 | SDR | R600a | Hot | Grade A | 93 |  |  |  |  | 72 | [5 empty] | 5283 | 5283 | 2016 | 99 |  |  | 180 | 85 | 73 | 1.132 | 115 | Y | SDD Refrigerator ≥60<120L | 56.8065
icelined refrigerator | Haier | HBC-340 | PQS E003/038 | ILR | R134a | Hot | Not Tested | 211 |  |  |  |  | 45.38 |  |  | 2.06 |  |  | 1180 | 1180 | 2016 | 240 |  |  | 165 | 65 | 85.5 | 1.42 | 165 | N |  | 5.5924 |  |  | 0.009763
Solar direct drive refrigerator witout battery | SunDanzer | BFRV 15 SDD | PQS E003/039 | SDR | R134a | Hot | Grade A | 15 |  |  |  |  | 101.19 | [5 empty] | 2295 | 2295 | 2016 | 2017 |  |  | 78 | 70 | 60.5 | 1.27 | 147 | N |  | 153
Solar direct drive refrigerator witout battery | Dulas | VC 200 SDD | PQS E003/040 | SDR | R600a | Hot | Grade A | 132 |  |  |  |  | 79.29 | [5 empty] | 4050 | 4050 | 2016 | 205.2 |  |  | 73.1 | 94.5 | 128.5 | 1.2 | 129 | Y | SDD Refrigerator ≥120L | 30.6818
Solar direct drive refrigerator | Vestfrost | VLS 054 SDD Greenline | PQS E003/041 | SDR | R600a | Hot | Grade A | 55.5 |  |  |  |  | 72.4 | [5 empty] | 2874 | 2874 | 2016 | 108 |  |  | 85 | 72 | 60 | 0.65 | 85 | N |  | 51.7838
Solar direct drive combined refrigerator/freezer | B Medical Systems Sarl (Dometic) | TCW 40 SDD | PQS E003/042 | SDRF | R600a | Hot | Grade A | 36 | 4.8 |  | 5.2 | 4.8 | 81.54 | [5 empty] | 5279 | 6334.8 | 2016 | 46.6 | 4.8 |  | 78 | 103 | 90 | 0.88 | 120 | Y | SDD Refr&Freez <60L | 175.9667 | 1319.75 | 1218.2308
Solar direct drive combined refrigerator/freezer | B Medical Systems Sarl (Dometic) | TCW 2043 SDD | PQS E003/043 | SDRF | R600a | Hot | Grade A | 70 | 9.6 |  | 2.5 | 9.6 | 73.54 | [5 empty] | 8158 | 9789.6 | 2016 | 79 | 42 |  | 91 | 127 | 78 | 1.07 | 160 | Y | SDD Refr&Freez >60≤120L | 139.8514 | 1019.75 | 3915.84
icelined refrigerator | Zero Appliances | ZLF 150AC | PQS E003/044 | ILR | R134a | Hot | Grade A | 128 |  |  |  |  | 128.2 |  |  | 2.03 |  |  | 2429 | 2429 | 2016 | 161 |  |  | 190 | 85 | 72 | 1.22 | 116 | Y | Mains Refrigerator ≥120L | 18.9766 |  |  | 0.015859
Solar direct drive refrigerator | B Medical Systems Sarl (Dometic) | TCW 3043 SDD | PQS E003/045 | SDR | R600a | Hot | Grade A | 89 |  |  |  |  | 116 | [5 empty] | 6110 | 7332 | 2016 | 278 |  |  | 91 | 127 | 78 | 1.07 | 169 | Y | SDD Refrigerator ≥60<120L | 82.382
icelined refrigerator | Godrej & Boyce MFG. Co. Ltd | GVR 50 AC | PQS E003/046 | ILR | R600a | Hot | Grade A | 46.5 |  |  |  |  | 182 |  |  | 0.56 |  |  | 1500 | 1500 | 2016 | 57.7 |  |  | 122 | 75 | 79.5 | 0.916 | 125 | N |  | 32.2581 |  |  | 0.012043
icelined refrigerator | Godrej & Boyce MFG. Co. Ltd | GVR 100 AC | PQS E003/047 | ILR | R600a | Hot | Grade A | 99 |  |  |  |  | 300.3 |  |  | 0.75 |  |  | 2300 | 2300 | 2016 | 121 |  |  | 182 | 75 | 79.5 | 1.3 | 160 | N |  | 23.2323 |  |  | 0.0075758
Solar direct drive refrigerator/freezer | Dulas | VC 150 SDD | PQS E003/048 | SDRF | R600a | Hot | Grade A | 102 |  |  | 2.04 | 8.4 | 77.99 | [5 empty] | 6800 | 8160 | 2016 | 158.1 | 42.9 |  | 73.5 | 99.2 | 128.3 | 1.2 | 171 | Y | SDD Refr&Freez >60≤120L | 80 |  | 4000
Solar direct drive refrigerator | Godrej & Boyce MFG. Co. Ltd | GVR 50 SDD | PQS E003/049 | SDR | R600a | Hot | Grade A | 46.5 |  |  |  |  | 134.8 | [5 empty] | 3450 | 3450 | 2016 | 59.6 |  |  | 121.5 | 79.5 | 75 | 1.316 | 240 | Y | SDD Refrigerator <60L | 74.1935
Solar direct drive refrigerator | Godrej & Boyce MFG. Co. Ltd | GVR 100 SDD | PQS E003/050 | SDR | R600a | Hot | Grade A | 99 |  |  |  |  | 175.95 | [5 empty] | 4815 | 4815 | 2016 | 121 |  |  | 182 | 79.5 | 75 | 1.7 | 275 | Y | SDD Refrigerator ≥60<120L | 48.6364
icelined refrigerator | Zero Appliances | ZLF30AC | PQS E003/051 | ILR | R134a | Hot | Grade A | 27 |  |  |  |  | 77.2 |  |  | 1.682 |  |  | 1192 | 1192 | 2016 | 30 |  |  | 102.8 | 61.9 | 56.3 | 0.372 | 65 | Y | Mains Refrigerator ≤60L | 44.1481 |  |  | 0.062296
Solar direct drive refrigerator | Zero Appliances | ZLF150DC | PQS E003/052 | SDR | R134a | Hot | Grade A | 128 |  |  |  |  | 107.9 | [5 empty] | 4355 | 4355 | 2016 | 132 |  |  | 189 | 83 | 71 | 1.22 | 120 | Y | SDD Refrigerator ≥120L | 34.0234
Solar direct drive refrigerator | Vestfrost | VLS 094 SDD Greenline | PQS E003/053 | SDR | R600a | Hot | Grade A | 92 |  |  |  |  | 72.5 |  | 360 |  |  |  | 3214 | 3856.8 | 2016 | 151 |  |  | 86 | 93 | 70 | 0.83 | 108 | N |  | 41.9217
Solar direct drive refrigerator | Vestfrost | VLS 154 SDD Greenline | PQS E003/054 | SDR | R600a | Hot | Grade A | 170 |  |  |  |  | 73.4 |  | 360 |  |  |  | 4053 | 4863.6 | 2016 | 248 |  |  | 86 | 127 | 70 | 0.83 | 108 | N |  | 28.6094
Solar direct drive refrigerator | Zero Appliances | ZLF30DC SDD | PQS E003/055 | SDR | R600a | temp | Grade A | 27 |  |  |  |  | 77.05 | [5 empty] | 2064 | 2064 | 2016 | 33 |  |  | 102.5 | 56 | 60 | 0.372 | 65 | Y | SDD Refrigerator <60L | 76.4444
Solar direct drive, ancillary battery refrigerator | Haier | HTC-60H | PQS E003/056 | SDR | R600a | Hot | Not Tested | 21 |  |  |  |  | 109.21 |  |  | 0.778 |  |  | 2600 | 2600 | 2016 | 60 |  |  | 78.8 | 65.4 | 87.5 | 0.7 | 110 | N |  | 123.8095 |  |  | 0.037048
Solar battery powered combo refrigerator & freezer | Haier | HTCD-160 | PQS E003/057 | SBRF | R600a | Hot | Grade A | 100 |  |  | 2.08 | 17.7833 | 121.27 | [5 empty] | 6300 | 6300 | 2016 | 120 | 40 |  | 169.5 | 86.5 | 82.5 | 1.6 | 186 | Y |  | 63 |  | 3028.8462
Solar direct drive refrigerator | Dulas | VC 110 SDD | PQS E003/058 | SDR | R600a | Hot | Grade A | 110 |  |  |  |  | 78.09 | [5 empty] | 3400 | 4080 | 2016 | 205 |  |  | 74 | 95.9 | 128.2 | 1.2 | 129 | Y | SDD Refrigerator ≥60<120L | 37.0909
Solar direct drive refrigerator | Dulas | VC 88 SDD | PQS E003/059 | SDR | R600a | Hot | Grade A | 88 |  |  |  |  | 78.09 | [5 empty] | 4280 | 5136 | 2016 | 205 |  |  | 74 | 95.9 | 128.2 | 1.2 | 129 | Y | SDD Refrigerator ≥60<120L | 58.3636
Vaccine/waterpacks freezer | AUCMA | DW-25W147 | PQS E003/060 | VWPF | R134a | Hot | N/A |  | 147 |  | 14.5 |  | 6.44 |  |  | 3.31 |  |  | 450 | 450 | 2016 |  | 147 |  | 79 | 88 | 59.5 | 0.41 | 45 | Y | Mains vaccine Freez <150L |  | 3.0612 | 31.0345 |  |  | 0.022517 |  | 0.22828
Vaccine/waterpacks freezer | AUCMA | DW-25W300 | PQS E003/061 | VWPF | R134a | Hot | N/A |  | 240 |  | 38.3 |  | 58.36 |  |  | 3.37 |  |  | 540 | 540 | 2016 |  | 300 |  | 122.6 | 79 | 94.5 | 0.92 | 75 | Y | Mains vaccine Freez ≥150L |  | 2.25 | 14.0992 |  |  | 0.014042 |  | 0.08799
Icelined refrigerator | Vestfrost | VLS 200A Greenline | PQS E003/062 | ILR | R600a | Hot | Grade A | 60 |  |  |  |  | 54 |  |  | 0.57 |  |  | 669 | 802.8 | 2016 | 113 |  |  | 85 | 73 | 70 | 0.58 | 70 | N |  | 13.38 |  |  | 0.0095
Icelined refrigerator | Vestfrost | VLS 300A Greenline | PQS E003/063 | ILR | R600a | Hot | Grade A | 98 |  |  |  |  | 55.5 |  |  | 0.6 |  |  | 882 | 1058.4 | 2016 | 157 |  |  | 85 | 92 | 70 | 0.75 | 93 | N |  | 10.8 |  |  | 0.0061224
Icelined refrigerator | Vestfrost | VLS 350A Greenline | PQS E003/064 | ILR | R600a | Hot | Grade A | 127 |  |  |  |  | 54.7 |  |  | 0.62 |  |  | 924 | 1108.8 | 2016 | 209 |  |  | 85 | 113 | 70 | 0.85 | 110 | N |  | 8.7307 |  |  | 0.0048819
Icelined refrigerator | Vestfrost | VLS 400A Greenline | PQS E003/065 | ILR | R600a | Hot | Grade A | 145 |  |  |  |  | 55 |  |  | 0.67 |  |  | 1005 | 1206 | 2016 | 235 |  |  | 86 | 127 | 70 | 1.02 | 126 | N |  | 8.3172 |  |  | 0.0046207
Icelined refrigerator | B Medical Systems Sarl (Dometic) | TCW 4000 AC | PQS E003/066 | ILR | R600a | Hot | Grade A | 240 |  |  |  |  | 77.3 |  |  | 0.85 |  |  | 3307 | 3968.4 | 2016 | 149 |  |  | 91.5 | 162.5 | 78 | 0.88 | 174 | Y | Mains Refrigerator ≥120L | 16.535 |  |  | 0.0035417
Solar direct drive refrigerator | B Medical Systems Sarl (Dometic) | TCW 15R SDD | PQS E003/067 | SDR | R600a | Hot | Grade A | 16 |  |  |  |  | 81.8 | [5 empty] | 4244 | 5092.8 | 2016 | 26.5 |  |  | 95 | 73 | 73 | 0.65 | 85 | Y | SDD Refrigerator <60L | 318.3
Solar direct drive refrigerator | B Medical Systems Sarl (Dometic) | TCW 40R SDD | PQS E003/068 | SDR | R600a | Hot | Grade A | 36 |  |  |  |  | 81.54 |  | 250 |  |  |  | 4840 | 5808 | 2016 | 46.6 |  |  | 90 | 78 | 103 | 0.88 | 120 | Y | SDD Refrigerator <60L | 161.3333
Solar direct drive refrigerator | Vestfrost | VLS 024 SDD Greenline | PQS E003/069 | SDR | R600a | Hot | Grade A | 25.5 |  |  |  |  | 81.7 |  | 360 |  |  |  | 2585 | 3102 | 2016 | 36 |  |  | 83 | 55.5 | 64.5 | 0.63 | 75 | Y | SDD Refrigerator <60L | 121.6471
Combined icelined refrigerator/waterpacks freezer | Vestfrost | VLS 064 RF | PQS E003/070 | ILRF | R134a | Hot | Not Tested | 52.5 |  |  | 3.6 | 3.6 | 20.2 |  |  | 1.8 |  |  | 954 | 1144.8 | 2016 | 75 | 5.1 |  | 84.5 | 72.5 | 71 | 0.58 | 98 |  |  | 21.8057 |  | 318 | 0.034286 |  |  |  | 0.5
Waterpacks freezer | B Medical Systems Sarl (Dometic) | TFW 3000 AC | PQS E003/071 | WPF | R290 | Hot | N/A |  | 204 |  | 32.4 | 97.2 |  |  |  | 2.15 |  |  | 2789 | 3346.8 | 2016 |  | 204 |  | 91 | 127 | 78 | 1.07 | 126 | Y |  |  | 16.4059 | 103.2963 |  |  | 0.010539 |  | 0.066358
Icelined refrigerator | Dulas | VC 225 ILR | PQS E003/072 | ILR | R600a | Hot | Grade A | 184.5 |  |  |  |  | 94 |  |  | 0.803 |  |  | 2600 | 2600 | 2016 | 203.2 |  |  | 98.6 | 128.7 | 78 | 1.29 | 172 | Y | Mains Refrigerator ≥120L | 14.0921 |  |  | 0.0043523
Solar Direct drive freezer | B Medical Systems Sarl (Dometic) | TFW 40 SDD | PQS E003/073 | SDF | R600a | Hot | N/A |  | 12 |  | 2.16 | 12 | 120 | [5 empty] | 5279 | 5279 | 2016 |  | 64 |  | 90 | 103 | 78 | 0.88 | 119 | Y |  |  | 439.9167 | 2443.9815
Solar Direct drive combined refrigerator/freezer | Haier | HTCD 90 SDD | PQS E003/074 | SDRF | R600a | Hot | Grade A | 37.5 | 12 |  | 2.08 | 12 | 114.9 | [5 empty] | 4500 | 4500 | 2016 | 37.5 | 32 |  | 112 | 65.4 | 87.5 | 0.98 | 108 | Y | SDD Refr&Freez <60L | 120 | 375 | 2163.4615
Solar Direct drive refrigerator | Haier | HTC 40 SDD | PQS E003/075 | SDR | R600a | Hot | Grade A | 22.5 |  |  |  |  | 117 | [5 empty] | 2700 | 2700 | 2016 | 40 |  |  | 78.8 | 65 | 87.5 | 0.7 | 75 | Y | SDD Refrigerator <60L | 120
Solar Direct drive refrigerator | Haier | HTC 110 SDD | PQS E003/076 | SDR | R600a | Hot | Grade A | 59 |  |  |  |  | 96 | [5 empty] | 3000 | 3000 | 2016 | 110 |  |  | 78.8 | 65.4 | 112.8 | 0.98 | 94 | Y | SDD Refrigerator <60L | 50.8475
Solar direct drive combined refrigerator/freezer | B Medical Systems Sarl (Dometic) | TCW 15 SDD | PQS E003/077 | SDRF | R600a | Hot | Grade A | 16 | 2.4 |  | 1.97 | 2.4 | 84 | [5 empty] | 4277 | 5132.4 | 2016 | 26.5 | 2.4 |  | 95 | 73 | 73 | 0.65 | 87 | Y | SDD Refr&Freez <60L | 320.775 | 2138.5 | 2605.2792
Solar direct drive refrigerator | Dulas | VC 50 SDD | PQS E003/078 | SDR | R600a | Hot | Grade A | 52.5 |  |  |  |  | 74.15 | [5 empty] | 2750 | 3300 | 2016 | 82 |  |  | 96 | 100 | 74 | 1.02 | 129 | Y | SDD Refrigerator <60L | 62.8571
Icelined refrigerator | AUCMA | CFD-50 | PQS E003/079 | ILR | R134a | Hot | Grade A | 50 |  |  |  |  | 135 |  |  | 0.77 |  |  | 1400 | 1400 | 2016 | 68 |  |  | 158.8 | 54.5 | 65.5 | 0.77 | 100 | Y | Mains Refrigerator ≤60L | 28 |  |  | 0.0154
Ice-lined refrigerator | Godrej & Boyce MFG. Co. Ltd | GVR 51 LITE AC | PQS E003/080 | ILR | R600a | Hot | Grade A | 51 |  |  |  |  | 89.43 |  |  | 2.04 |  |  | 900 | 900 | 2016 | 69 |  |  | 151.5 | 73.5 | 62 | 0.86 | 115 | Y | Mains Refrigerator ≤60L | 17.6471 |  |  | 0.04
Ice-lined refrigerator | Godrej & Boyce MFG. Co. Ltd | GVR 75 Lite | PQS E003/081 | ILR | R600a | Hot | Grade A | 72.5 |  |  |  |  | 81 |  |  | 2.77 |  |  | 972 | 972 | 2016 | 99 |  |  | 151 | 73.5 | 62 | 0.86 | 115 | Y | Mains Refrigerator >60<120L | 13.4069 |  |  | 0.038207
Ice-lined refrigerator | Godrej & Boyce MFG. Co. Ltd | GVR 99 Lite | PQS E003/082 | ILR | R600a | Hot | Grade A | 98.5 |  |  |  |  | 59.34 |  |  | 1.73 |  |  | 1050 | 1050 | 2016 | 124 |  |  | 170 | 73.5 | 62 | 0.95 | 125 | Y | Mains Refrigerator >60<120L | 10.6599 |  |  | 0.017563
Ice-lined refrigerator | Godrej & Boyce MFG. Co. Ltd | GVR 225 AC | PQS E003/083 | ILR | R600a | Hot | Grade A | 225 |  |  |  |  | 55 |  |  | 2.38 |  |  | 1800 | 1800 | 2016 | 278 |  |  | 182 | 79.5 | 75 | 1.3 | 160 | Y | Mains Refrigerator ≥120L | 8 |  |  | 0.010578
Solar direct drive combined refrigerator/freezer | Dulas | VC 60 SDD-1 | PQS E003/084 | SDRF | R600a | Hot | Grade A | 57 | 24 |  | 2.4 | 13.8 | 82.48 | [5 empty] | 4750 | 5700 | 2016 | 124 |  |  | 95.9 | 128 | 74 | 1.2 | 170 | Y | SDD Refr&Freez <60L | 100 | 237.5 | 2375
Solar direct drive refrigerator | Dulas | VC 30 SDD | PQS E003/085 | SDR | R600a | Hot | Grade A | 25.5 |  |  |  |  | 72.09 | [5 empty] | 2500 | 3000 | 2017 | 39 |  |  | 98.7 | 89 | 75.5 | 1.02 | 129 | Y | SDD Refrigerator <60L | 117.6471
Solar direct drive freezer | Haier | HTD-40 | PQS E003/086 | SDF | R600a | Hot | N/A |  | 48 |  | 2.4 | 20 | 120 | [5 empty] | 2900 | 2900 | 2017 |  | 48 |  | 78.8 | 65.4 | 87.5 | 0.7 | 65 | Y |  |  | 60.4167 | 1208.3333
Ice-lined refrigerator | Haier | HBC-260 | PQS E003/087 | ILR | R600a | Hot | Grade A | 211 |  |  |  |  | 34.4 |  |  | 1.62 |  |  | 1050 | 1050 | 2017 | 260 |  |  | 165 | 65.4 | 78.8 | 0.91 | 132 | Y | Mains Refrigerator ≥120L | 4.9763 |  |  | 0.0076777
Ice-lined refrigerator | Haier | HBC-150 | PQS E003/088 | ILR | R600a | Hot | Grade A | 122 |  |  |  |  | 30.16 |  |  | 0.61 |  |  | 900 | 900 | 2017 | 150 |  |  | 112.8 | 65.4 | 78.8 | 0.61 | 85 | Y | Mains Refrigerator ≥120L | 7.377 |  |  | 0.005
Ice-lined refrigerator | Haier | HBC-80 | PQS E003/089 | ILR | R600a | Hot | Grade A | 61 |  |  |  |  | 31.5 |  |  | 0.63 |  |  | 720 | 720 | 2017 | 80 |  |  | 87.5 | 65.4 | 78.8 | 0.45 | 75 | Y | Mains Refrigerator >60<120L | 11.8033 |  |  | 0.010328
Solar direct drive refrigerator | B Medical Systems Sarl (Dometic) | Ultra 16 SDD | PQS E003/090 | SDR | R600a | Hot | Grade A | 16 |  |  |  |  | 477.56 | [5 empty] | 5898 | 7077.6 | 2017 | 24.5 |  |  | 113 | 85 | 78 | 1.04 | 200 | Y | SDD Refrigerator <60L | 442.35
Solar direct drive refrigerator and freezer | Vestfrost | VLS 026 RF Green Line | PQS E003/091 | SDRF | R600a | Hot | Grade A | 20 | 34.3 |  | 1.8 | 17.4 | 72.22 | [5 empty] | 4550 | 5460 | 2017 | 35 |  |  | 88 | 111 | 65 | 0.92 | 141 | Y | SDD Refr&Freez <60L | 273 | 159.1837 | 3033.3333
Solar direct drive refrigerator and freezer | Vestfrost | VLS 056 RF SDD | PQS E003/092 | SDRF | R600a | Hot | Grade A | 36 | 34.3 |  | 1.8 | 17.4 | 72 | [5 empty] | 4835 | 5802 | 2017 | 49.3 |  |  | 88 | 111 | 65 | 0.92 | 141 | Y | SDD Refr&Freez <60L | 161.1667 | 169.1545 | 3223.3333
Solar direct drive refrigerator | B Medical Systems Sarl (Dometic) | TCW 4000 SDD | PQS E003/093 | SDR | R600a | Hot | Grade A | 220 |  |  |  |  | 91.16 | [5 empty] | 6138 | 7365.6 | 2018 | 250 |  |  | 91.5 | 162.5 | 78 | 1.36 | 192 | Y | SDD Refrigerator ≥120L | 33.48
Ice-lined refrigerator | Vestfrost | VLS 500A AC | PQS E003/094 | ILR | R600a | Hot | Grade A | 242 |  |  |  |  | 55.27 |  |  | 0.638 |  |  |  |  | 2018 | 314 |  |  | 84.5 | 156.3 | 70 | 1.16 | 150 | N |  | 0 |  |  | 0.0026364
Solar direct drive refrigerator or freezer | Godrej & Boyce MFG. Co. Ltd | GVR 55 FF DC | PQS E003/095 | SDRorF | R290 | Hot | Grade A | 58 | 44 |  |  | 14.4 | 283.3 | [5 empty] | 5995 | 5995 | 2018 | 90 |  |  | 183 | 79.5 | 75 | 1.73 | 380 | Y |  | 103.3621 | 136.25
Ice-lined refrigerator | Zero Appliances | ZLF80AC | PQS E003/096 | ILR | R134a | Hot | Grade A | 77 |  |  |  |  | 105.17 |  |  | 1.4 |  |  | 1566 | 1566 | 2018 | 94 |  |  | 167 | 85 | 71 | 1.132 | 142 | Y | Mains Refrigerator >60<120L | 20.3377 |  |  | 0.018182
Combined icelined refrigerator/waterpacks freezer | Haier | HBCD-90 | PQS E003/097 | ILRF | R600a | Hot | Grade A | 30 | 32 |  | 4 | 32 | 63.48 |  |  | 0.97 |  |  | 1500 | 1500 | 2018 | 42 | 32 |  | 112.8 | 87.5 | 65.4 | 0.98 | 118 | Y | Mains Refr&Freez <60L | 50 | 46.875 | 375 | 0.032333 |  | 0.030312 |  | 0.2425
Solar direct drive refrigerator | AUCMA | CFD-50 SDD | PQS E003/098 | SDR | R600a | Hot | Grade A | 50 |  |  |  |  | 120 | [5 empty] | 3200 | 3200 |  | 68 |  |  | 158.8 | 65.5 | 54.5 | 0.78 | 95 | Y | SDD Refrigerator <60L | 64
Solar direct drive freezer | Vestfrost | VFS 048 SDD | PQS E003/099 | SDF | R600a | Hot | N/A |  | 17.4 |  | 1.6 | 17.4 | [6 empty] | 2635 | 3162 | 2018 |  | 34.3 |  | 85 | 55.5 | 65 | 1.42 | 167 | Y |  |  | 181.7241 | 1976.25
Icelined refrigerator | B Medical Systems Sarl (Dometic) | TCW 40R AC | PQS E003/100 | ILR | R600a | Hot | Grade A | 36.5 |  |  |  |  | 121.54 |  |  | 0.8 |  |  | 2770 | 3324 | 2019 | 45 |  |  | 103 | 78 | 90 | 0.88 | 128 | Y | Mains Refrigerator ≤60L | 91.0685 |  |  | 0.021918
Icelined refrigerator | B Medical Systems Sarl (Dometic) | TCW 80 AC | PQS E003/101 | ILR | R600a | Hot | Grade A | 80.5 |  |  |  |  | 72.09 |  |  | 1.16 |  |  | 2992 | 3590.4 | 2019 | 82.5 |  |  | 103 | 78 | 90 | 0.88 | 128 | Y | Mains Refrigerator >60<120L | 44.6012 |  |  | 0.01441
Solar direct drive refrigerator | Haier | HTC-112 | PQS E003/102 | SDR | R600a | Hot | Grade A | 75 |  |  |  |  | 92.48 | [5 empty] | 3150 | 3150 | 2019 | 112 |  |  | 112.8 | 65.4 | 87.5 |  |  | Y | SDD Refrigerator ≥60<120L | 42
Combined icelined refrigerator/waterpacks freezer | Godrej & Boyce MFG. Co. Ltd | GVR 55 FF AC | PQS E003/103 | ILRF | R600a | Hot | Grade A | 58 | 14.4 |  | 2.4 | 14.4 | 113.37 |  |  | 1.91 |  |  | 1500 | 1500 | 2019 | 90 | 44 |  | 1820 | 795 | 750 | 1.37 | 180 | Y | Mains Refr&Freez <60L | 25.8621 | 104.1667 | 625 | 0.032931 |  | 0.13264 |  | 0.79583
Combined icelined refrigerator | Godrej & Boyce MFG. Co. Ltd | GVR 25 Lite | PQS E003/104 | ILR | R600a | Hot | Grade A | 27.5 |  |  |  |  | 53 |  |  | 0.91 |  |  | 800 | 800 | 2019 | 41 |  |  | 1097 | 618 | 774 | 0.7 | 95 | N |  | 29.0909 |  |  | 0.033091
Solar direct drive refrigerator | Godrej & Boyce MFG. Co. Ltd | GVR 25 Lite DC | PQS E003/105 | SDR | R600a | Hot | Grade A | 27.5 |  |  |  |  | 95.5 | [5 empty] | 2562 | 2562 | 2019 | 41 |  |  | 774 | 818 | 1097 | 1.06 | 190 | N |  | 93.1636
Solar direct drive refrigerator | Vestfrost | VLS 054A SDD Greenline | PQS E003/106 | SDR | R600a | Hot | Grade A | 55.5 |  |  |  |  | 72.4 | [5 empty] | 2924 | 3508.8 | 2019 | 108 |  |  | 85 | 72 | 60 | 0.65 | 85 |  |  | 63.2216
Solar direct drive refrigerator | Vestfrost | VLS 094A SDD Greenline | PQS E003/107 | SDR | R600a | Hot | Grade A | 92 |  |  |  |  | 72.5 | [5 empty] | 3264 | 3916.8 | 2019 | 151 |  |  | 86 | 93 | 70 | 0.83 | 108 | Y | SDD Refrigerator ≥60<120L | 42.5739
Solar direct drive refrigerator | Vestfrost | VLS 154A SDD Greenline | PQS E003/108 | SDR | R600a | Hot | Grade A | 170 |  |  |  |  | 73.4 | [5 empty] | 4103 | 4923.6 | 2019 | 248 |  |  | 86 | 127 | 70 | 0.83 | 108 | Y | SDD Refrigerator ≥120L | 28.9624
Icelined refrigerator | Vestfrost | VLS 204A | PQS E003/109 | ILR | R600a | Hot | Grade A | 60 |  |  |  |  | 54 |  |  | 0.58 |  |  | 709 | 850.8 | 2019 | 113 |  |  | 85 | 73 | 70 | 0.58 | 70 | Y | Mains Refrigerator ≤60L | 14.18 |  |  | 0.0096667
Icelined refrigerator | Vestfrost | VLS 304A AC | PQS E003/110 | ILR | R600a | Hot | Grade A | 98 |  |  |  |  | 55.5 |  |  | 0.69 |  |  | 862 | 1034.4 | 2019 | 157 |  |  | 85 | 92 | 70 | 0.75 | 93 | Y | Mains Refrigerator >60<120L | 10.5551 |  |  | 0.0070408
Icelined refrigerator | Vestfrost | VLS 354A AC | PQS E003/111 | ILR | R600a | Hot | Grade A | 127 |  |  |  |  | 54.7 |  |  | 0.64 |  |  | 964 | 1156.8 | 2019 | 209 |  |  | 85 | 113 | 70 | 0.85 | 110 | Y | Mains Refrigerator ≥120L | 9.1087 |  |  | 0.0050394
Icelined refrigerator | Vestfrost | VLS 404A AC | PQS E003/112 | ILR | R600a | Hot | Grade A | 145 |  |  |  |  | 55 |  |  | 0.69 |  |  | 1045 | 1254 | 2019 | 235 |  |  | 86 | 127 | 70 | 1.02 | 126 | Y | Mains Refrigerator ≥120L | 8.6483 |  |  | 0.0047586
Icelined refrigerator | Vestfrost | VLS 504A AC | PQS E003/113 | ILR | R600a | Hot | Grade A | 242 |  |  |  |  | 55.27 |  |  | 0.638 |  |  | 1825 | 2190 | 2019 | 314 |  |  | 84.5 | 156.3 | 70 | 1.16 | 150 | Y | Mains Refrigerator ≥120L | 9.0496 |  |  | 0.0026364
Icelined refrigerator | Haier | HBC-120 | PQS E003/114 | ILR | R600a | Hot | Grade A | 100 |  |  |  |  | 128.48 |  |  | 0.35 |  |  | 1700 | 1700 | 2020 | 120 |  |  | 89 | 82.9 | 142.5 | 1.44 | 160 | Y | Mains Refrigerator >60<120L | 17 |  |  | 0.0035
Icelined refrigerator | Haier | HBC-240 | PQS E003/115 | ILR | R600a | Hot | Grade A | 200 |  |  |  |  | 87.14 |  |  | 0.4 |  |  | 1850 | 1850 | 2020 | 240 |  |  | 89 | 82.9 | 142.5 | 1.8 | 182 | Y | Mains Refrigerator ≥120L | 9.25 |  |  | 0.002
Solar Direct Drive Refrigerator | Haier | HTC-120 | PQS E003/116 | SDR | R600a | Hot | Grade A | 100 |  |  |  |  | 112.24 | [5 empty] | 3620 | 3620 | 2020 | 120 |  |  | 86.5 | 82.5 | 142.5 | 1.44 | 160 | Y | SDD Refrigerator ≥60<120L | 36.2
Solar Direct Drive Refrigerator | Haier | HTC-240 | PQS E003/117 | SDR | R600a | Hot | Grade A | 200 |  |  |  |  | 95.23 | [5 empty] | 4150 | 4150 | 2020 | 240 |  |  | 86.5 | 82.5 | 181.5 | 1.79 | 185 | Y | SDD Refrigerator ≥120L | 20.75
Solar Direct Drive Refrigerator | AUCMA | ARKTEK YBC-10 SDD | PQS E003/118 | SDR | R600a | Hot | Grade A | 10 |  |  |  |  | 72 | [5 empty] | 3550 | 3550 | 2020 | 15 |  |  | 86 | 52.8 | 52.8 |  |  | Y | SDD Refrigerator <60L | 355
Solar direct drive combined refrigerator/freezer | Vestfrost | VLS 076 SDD | PQS E003/119 | SDRF | R290 | Hot | Grade A | 61.25 | 17.4 |  | 1.8 | 17.4 | 89.32 | [5 empty] | 5177 | 6212.4 | 2021 | 111 | 34.3 |  | 96 | 65 | 128 | 1.15 | 157 | Y | SDD Refr&Freez >60≤120L | 101.4269 | 357.0345 | 3451.3333
Icelined refrigerator | Vestfrost | VLS 174A AC | PQS E003/120 | ILR | R600a | Hot | Grade A | 38 |  |  |  |  | 50.52 |  |  | 0.504 | [5 empty] | 50.6 |  |  | 95 | 65 | 55 | 0.63 | 79 | Y | Mains Refrigerator ≤60L | 0 |  |  | 0.013263
Solar Direct Drive Refrigerator | B Medical Systems Sarl (Dometic) | TCW80-SDD | PQS E003/121 | SDR | R600a | Hot | Grade A | 80.5 |  |  |  |  | 72.22 | [5 empty] | 5437 | 6524.4 | 2021 | 82.5 |  |  | 90 | 103 | 78 | 0.88 | 113 | Y | SDD Refrigerator ≥60<120L | 81.0484
Icelined refrigerator | Coolfinity Medical B.V. | IceVolt 300P | PQS E003/122 | ILR | #R290 | Hot | Grade A | 241 |  |  |  |  | 20.48 |  |  | 2.39 |  |  | 2250 | 2700 | 2021 | 328 |  |  | 199.9 | 67 | 73 | 1.09 | 174 | Y | Mains Refrigerator ≥120L | 11.2033 |  |  | 0.009917
Vaccine Refrigerator / Ice-pack Freezer | B Medical Systems Sarl (Dometic) | TCW 120 AC | PQS E003/123 | ILRF | R600a | Hot | Grade A | 120 | 13.2 |  | 1.6 | 13.2 | 72 |  |  | 1.6 |  |  |  |  | 2021 | 120 | 13.2 |  | 91.5 | 16.25 | 78 | 1.39 | 192 | Y | Mains Refr&Freez ≥120L | 0 | 0 | 0 | 0.013333 |  | 0.12121 |  | 1
Solar direct drive combined refrigerator/freeze | B Medical Systems Sarl (Dometic) | TCW 120 SDD | PQS E003/124 | SDRF | R600a | Hot | Grade A | 120 | 25 |  | 1.6 | 13.2 | 72 | [7 empty] | 2021 | 120 | 13.2 |  | 91.5 | 16.25 | 78 | 1.39 | 192 | Y | SDD Refr&Freez >60≤120L | 0 | 0 | 0
Vaccine Freezer - Ultralow Temperature Storage | B Medical Systems Sarl (Dometic) | U201 | PQS E003/125 | ULTF | #rR290 | Hot | NA |  |  | 214 | 1.6 | 13.2 | 72 | [7 empty] | 2022 |  |  | 214 | 129.3 | 69.9 | 103.9 | 1.2 | 252 | Y |  |  |  | 0
Vaccine freezer | Haier | HBD-86 | PQS E003/126 | CF | R600a | Hot | NA |  | 61 | [6 empty] | 0.98 |  |  | 1065 | 1065 | 2022 |  | 86 |  | 788 | 717 | 872 | 0.71 | 90 | Y |  |  | 17.459 |  |  |  | 0.016066
Vaccine/waterpacks freezer | Western Refrigeration | VFW140H-HC | PQS E003/127 | VWPF | #R290 | Hot | NA |  | 68 |  | 16.2 | 72.5 |  |  |  | 2.06 |  |  | 635 | 635 | 2022 |  | 142 |  | 955 | 710 | 720 | 0.6 | 60 | Y | Mains vaccine Freez <150L |  | 9.3382 | 39.1975 |  |  | 0.030294 |  | 0.12716
Vaccine/waterpacks freezer | Western Refrigeration | VFW310H-HC | PQS E003/128 | VWPF | #R290 | Hot | NA |  | 166 |  | 28.2 | 203 |  |  |  | 2.32 |  |  | 775 | 775 | 2022 |  | 317 |  | 965 | 1230 | 720 | 1.03 | 91 | Y | Mains vaccine Freez ≥150L |  | 4.6687 | 27.4823 |  |  | 0.013976 |  | 0.08227
Combined icelined refrigerator/waterpacks freezer | AUCMA | TCD-100 | PQS E003/129 | ILRF | R600a | Hot | Grade A | 48 | 38 |  | 2 | 10.7 |  |  |  | 3.5 | [5 empty] | 59 | 38 |  | 975 | 1050 | 750 | 0.95 | 260 | Y | Mains Refr&Freez <60L | 0 | 0 | 0 | 0.072917 |  | 0.092105 |  | 1.75
Combined icelined refrigerator/waterpacks freezer | Godrej & Boyce MFG. Co. Ltd | GMF 200 ECO lite | PQS E003/130 | ILRF | #R290 | Hot | Grade A | 153 |  |  | 16.8 | 130.8 | 9.49 |  |  | 0.421 |  |  | 805 | 805 | 2023 | 153 |  |  | 76.2 | 82.5 | 85 | 0.61171 | 52 | Y | Mains Refr&Freez ≥120L | 5.2614 |  | 47.9167 | 0.0027516 |  |  |  | 0.02506
Vaccine/Waterpack Freezer | Haier | HBD265 | PQS E003/131 | VWPF | R600a | Hot | NA |  | 265 |  | 2.4 |  | 11.25 |  |  | 1.42 |  |  |  |  | 2023 |  | 265 |  | 164.7 | 71.7 | 94 | 1.4 | 160 | Y | Mains vaccine Freez ≥150L |  | 0 | 0 |  |  | 0.0053585 |  | 0.59167
Solar Direct Drive Refrigerator | Vestfrost | VLS 096A RF SDD | PQS E003/132 | SDRF | R600a | Hot | Grade A | 110 | 50 |  | 2.4 |  | 114.33 | [5 empty] | 6485 | 6614.7 | 2023 | 147 | 50 |  | 87 | 151 | 74 | 1.31 | 190 | Y | SDD Refr&Freez >60≤120L | 60.1336 | 132.294 | 2756.125
Icelined refrigerator | Western Refrigeration | I425H120 | PQS E003/133 | ILR | #R290 | Hot | Grade A | 192 |  |  | 1.5 | [7 empty] | 1550 | 1550 | 2023 | 253 |  |  | 132 | 80.5 | 97 | 1.24 | 135 | Y | Mains Refrigerator ≥120L | 8.0729 |  | 1033.3333
Transportable, powered vaccine storage appliance | BlackFrog Technologies Private Limited | Emvolio Plus | PQS E003/134 | TPVSA | TempElect | Hot | Grade A | 1.55 |  |  |  |  | 0.25 |  | 150 | 0.9 |  |  | 2500 | 2500 | 2023 | 1.8 |  |  | 30 | 20 | 41 | 0.0719 | 11 | Y |  | 1612.9032 |  |  | 0.58065
Solar direct drive combined refrigerator/freezer | Haier | HTCD-160B | PQS E003/135 | SDRF | R600a | Hot | Grade A | 100 |  |  | 2 | 22.4 | 139 | [7 empty] | 2023 | 120 |  |  | 169.5 | 86.5 | 82.5 | 1.69 | 186 | Y | SDD Refr&Freez >60≤120L | 0 |  | 0
Icelined refrigerator | Godrej & Boyce MFG. Co. Ltd | GHR 200 AC | PQS E003/136 | ILR | #R290 | Hot | Grade A | 226.4 |  |  |  |  | 34.59 |  |  | 1.67 |  |  | 1400 | 1400 | 2023 | 287 |  |  | 84.7 | 126 | 84.6 | 0.89 | 72 | Y | Mains Refrigerator ≥120L | 6.1837 |  |  | 0.0073763
Icelined refrigerator | Godrej & Boyce MFG. Co. Ltd | GHR 90 AC | PQS E003/137 | ILR | #R290 | Hot | Grade A | 103.5 |  |  |  |  | 25.57 |  |  | 1.64 |  |  | 1000 | 1000 | 2023 | 136 |  |  | 84.7 | 76.2 | 84.6 | 0.72 | 100 | Y | Mains Refrigerator >60<120L | 9.6618 |  |  | 0.015845
Vaccine/waterpacks freezer | B Medical Systems Sarl (Dometic) | TVW4000AC | PQS E003/138 | VWPF | R600a | Hot | NA |  | 240 | [11 empty] | 2023 |  | 249 |  | 91.5 | 78 | 160 | 1.39 | 124 | Y | Mains vaccine Freez ≥150L |  | 0
Icelined refrigerator | Godrej & Boyce MFG. Co. Ltd | GHR 150 AC | PQS E003/139 | ILR | #R290 | Hot | Grade A | 164.5 |  |  |  |  | 40.22 |  |  | 1.77 |  |  | 1150 | 1150 | 22024 | 210 |  |  | 84.5 | 84.2 | 101 | 1.02 | 133.2 | Y | Mains Refrigerator ≥120L | 6.9909 |  |  | 0.01076
Transportable vaccine storage device | EMK TEC | Indigo 201 | PQS E003/140 | TVS |  | Hot |  | 2 |  |  |  | 120 | [6 empty] | 1450+2900 |  | 2024 | 2 |  |  | 35.5 | 35.5 | 35.5 | 11+34 | 0.08+0.18 | Y |  | 0
Vaccine Freezer | Twinbird Corporation | SC-DF25P Deep FreezerP | PQS E003/141 | VWPF |  | Hot | NA |  | 15 |  |  |  | 78 |  |  | 1.01 |  |  |  | 2900 | 2024 |  | 15 |  | 69.5 | 46 | 35 | 0.2 | 22 |  |  |  | 193.3333 |  |  |  | 0.067333
Non Refrigerator | Non Refrigerator | Non-PQS ILR-36 | Non-PQS ILR-36 | ILR | R600a | Hot | NA | 36 | [23 empty] | 0
Non Refrigerator | Non Refrigerator | Non-PQS ILR-70 | Non-PQS ILR-70 | ILR | R600a | Hot | NA | 70 | [23 empty] | 0
Non Refrigerator | Non Refrigerator | Non-PQS ILR-100 | Non-PQS ILR-100 | ILR | R600a | Hot | NA | 100 | [23 empty] | 0
Non Refrigerator | Non Refrigerator | Non-PQS ILR-150 | Non-PQS ILR-150 | ILR | R600a | Hot | NA | 150 | [23 empty] | 0
Non Refrigerator | Non Refrigerator | Non-PQS ILR-200 | Non-PQS ILR-200 | ILR | R600a | Hot | NA | 200 | [23 empty] | 0

## Validation (hidden)
Vérification de la complétude de l'inventaire au niveau des formations sanitaires | [18 empty] | Situation par sources de financement
| Province | CABO DELGADO
|  | SP | Total | ECF inventoriés
Supply Levels | District | Health structures | ECF | WICR-20 | WICR-30 | WIFR-40 | WICR-40 | WIFR-20 | VWPF | ILR | SDRF | SDR | ILRorF | CRF | WIFR-15 | ILRF | WICR-15 | SBRF | Source of funding | Total ECF inventoriés | Health Facility | District
SP | CIDADE DE PEMBA | Bairro Cimento Sede, Pemba Cidade | 2 | 0 | 0 | 0 | 0 | 0 | 0 | 0 | 2 | 0 | 0 | 0 | 0 | 0 | 0 | 0 | CCEOP1 | 1291 | 921 | 323
SP | CIDADE DE PEMBA | Cariaco, Pemba Cidade | 2 | 0 | 0 | 0 | 0 | 0 | 0 | 0 | 2 | 0 | 0 | 0 | 0 | 0 | 0 | 0 | 0 | 0 | 0 | 0
SP | CIDADE DE PEMBA | Centro de Muxara | 2 | 0 | 0 | 0 | 0 | 0 | 0 | 0 | 2 | 0 | 0 | 0 | 0 | 0 | 0 | 0
SP | CIDADE DE PEMBA | Centro de Saude de Chuiba | 1 | 0 | 0 | 0 | 0 | 0 | 0 | 1 | 0 | 0 | 0 | 0 | 0 | 0 | 0 | 0
SP | CIDADE DE PEMBA | Ed Mondlane, Pemba Cidade | 1 | 0 | 0 | 0 | 0 | 0 | 0 | 1 | 0 | 0 | 0 | 0 | 0 | 0 | 0 | 0
SP | CIDADE DE PEMBA | Hospital Provincial de Pemba | 2 | 0 | 0 | 0 | 0 | 0 | 0 | 2 | 0 | 0 | 0 | 0 | 0 | 0 | 0 | 0
SP | CIDADE DE PEMBA | Mahate, Pemba Cidade | 1 | 0 | 0 | 0 | 0 | 0 | 0 | 1 | 0 | 0 | 0 | 0 | 0 | 0 | 0 | 0
SP | CIDADE DE PEMBA | Natite, Pemba Cidade | 1 | 0 | 0 | 0 | 0 | 0 | 0 | 1 | 0 | 0 | 0 | 0 | 0 | 0 | 0 | 0
SP | CIDADE DE PEMBA | Ngonane, Pemba Cidade | 1 | 0 | 0 | 0 | 0 | 0 | 0 | 1 | 0 | 0 | 0 | 0 | 0 | 0 | 0 | 0
SP | CIDADE DE PEMBA | Paquite, Pemba Cidade | 2 | 0 | 0 | 0 | 0 | 0 | 0 | 2 | 0 | 0 | 0 | 0 | 0 | 0 | 0 | 0
SP | METUGE | Centro de Saude de Nacuta | 1 | 0 | 0 | 0 | 0 | 0 | 0 | 0 | 0 | 1 | 0 | 0 | 0 | 0 | 0 | 0
SP | METUGE | Centro de Saude de Ntessa | 1 | 0 | 0 | 0 | 0 | 0 | 0 | 0 | 0 | 1 | 0 | 0 | 0 | 0 | 0 | 0
SP | METUGE | Metuge Sede, Pemba Metuge | 1 | 0 | 0 | 0 | 0 | 0 | 0 | 0 | 1 | 0 | 0 | 0 | 0 | 0 | 0 | 0
SP | METUGE | Mieze, Pemba Metuge | 1 | 0 | 0 | 0 | 0 | 0 | 0 | 0 | 1 | 0 | 0 | 0 | 0 | 0 | 0 | 0
SP | METUGE | Nanlia, Pemba Metuge | 1 | 0 | 0 | 0 | 0 | 0 | 0 | 0 | 0 | 1 | 0 | 0 | 0 | 0 | 0 | 0
SP | ANCUABE | Intutupue | 3 | 0 | 0 | 0 | 0 | 0 | 0 | 0 | 3 | 0 | 0 | 0 | 0 | 0 | 0 | 0
SP | ANCUABE | Mariri | 1 | 0 | 0 | 0 | 0 | 0 | 0 | 0 | 1 | 0 | 0 | 0 | 0 | 0 | 0 | 0
SP | ANCUABE | Mesa | 1 | 0 | 0 | 0 | 0 | 0 | 0 | 0 | 1 | 0 | 0 | 0 | 0 | 0 | 0 | 0
SP | ANCUABE | Metoro, Ancuabe | 1 | 0 | 0 | 0 | 0 | 0 | 0 | 0 | 1 | 0 | 0 | 0 | 0 | 0 | 0 | 0
SP | ANCUABE | Minheuene | 1 | 0 | 0 | 0 | 0 | 0 | 0 | 0 | 0 | 1 | 0 | 0 | 0 | 0 | 0 | 0
SP | ANCUABE | Nacuale | 1 | 0 | 0 | 0 | 0 | 0 | 0 | 0 | 0 | 1 | 0 | 0 | 0 | 0 | 0 | 0
SP | ANCUABE | Ngeue, Ancuabe | 1 | 0 | 0 | 0 | 0 | 0 | 0 | 0 | 0 | 1 | 0 | 0 | 0 | 0 | 0 | 0
SP | MONTEPUEZ | Linde, Montepuez | 1 | 0 | 0 | 0 | 0 | 0 | 0 | 0 | 1 | 0 | 0 | 0 | 0 | 0 | 0 | 0
SP | MONTEPUEZ | Mapupulo | 1 | 0 | 0 | 0 | 0 | 0 | 0 | 0 | 1 | 0 | 0 | 0 | 0 | 0 | 0 | 0
SP | MONTEPUEZ | Mirate | 1 | 0 | 0 | 0 | 0 | 0 | 0 | 0 | 1 | 0 | 0 | 0 | 0 | 0 | 0 | 0
SP | MONTEPUEZ | Montepuez Sede, Montepuez | 1 | 0 | 0 | 0 | 0 | 0 | 0 | 0 | 1 | 0 | 0 | 0 | 0 | 0 | 0 | 0
SP | MONTEPUEZ | Nairoto | 1 | 0 | 0 | 0 | 0 | 0 | 0 | 0 | 1 | 0 | 0 | 0 | 0 | 0 | 0 | 0
SP | MONTEPUEZ | Namanhumbir, Montepuez | 1 | 0 | 0 | 0 | 0 | 0 | 0 | 0 | 1 | 0 | 0 | 0 | 0 | 0 | 0 | 0
SP | MONTEPUEZ | Namueto, Montepuez | 1 | 0 | 0 | 0 | 0 | 0 | 0 | 0 | 1 | 0 | 0 | 0 | 0 | 0 | 0 | 0
SP | MONTEPUEZ | Nihula | 1 | 0 | 0 | 0 | 0 | 0 | 0 | 0 | 1 | 0 | 0 | 0 | 0 | 0 | 0 | 0
SP | MONTEPUEZ | Nropa, Montepuez | 1 | 0 | 0 | 0 | 0 | 0 | 0 | 0 | 1 | 0 | 0 | 0 | 0 | 0 | 0 | 0
SP | MONTEPUEZ | Ntapata | 3 | 0 | 0 | 0 | 0 | 0 | 0 | 0 | 3 | 0 | 0 | 0 | 0 | 0 | 0 | 0
SP | MACOMIA | Chai, Macomia | 2 | 0 | 0 | 0 | 0 | 0 | 0 | 0 | 2 | 0 | 0 | 0 | 0 | 0 | 0 | 0
SP | MACOMIA | Macomia Sede, Macomia | 5 | 0 | 0 | 0 | 0 | 0 | 0 | 0 | 5 | 0 | 0 | 0 | 0 | 0 | 0 | 0
SP | BALAMA | Balama Sede, Balama | 1 | 0 | 0 | 0 | 0 | 0 | 0 | 0 | 1 | 0 | 0 | 0 | 0 | 0 | 0 | 0
SP | BALAMA | Impire | 1 | 0 | 0 | 0 | 0 | 0 | 0 | 0 | 1 | 0 | 0 | 0 | 0 | 0 | 0 | 0
SP | BALAMA | Kwekwe | 1 | 0 | 0 | 0 | 0 | 0 | 0 | 0 | 1 | 0 | 0 | 0 | 0 | 0 | 0 | 0
SP | BALAMA | Mavala | 1 | 0 | 0 | 0 | 0 | 0 | 0 | 0 | 1 | 0 | 0 | 0 | 0 | 0 | 0 | 0
SP | BALAMA | Metata, Balama | 1 | 0 | 0 | 0 | 0 | 0 | 0 | 0 | 1 | 0 | 0 | 0 | 0 | 0 | 0 | 0
SP | BALAMA | Muape | 1 | 0 | 0 | 0 | 0 | 0 | 0 | 0 | 1 | 0 | 0 | 0 | 0 | 0 | 0 | 0
SP | BALAMA | Muripa, Balama | 1 | 0 | 0 | 0 | 0 | 0 | 0 | 0 | 1 | 0 | 0 | 0 | 0 | 0 | 0 | 0
SP | BALAMA | Ntete | 1 | 0 | 0 | 0 | 0 | 0 | 0 | 0 | 0 | 1 | 0 | 0 | 0 | 0 | 0 | 0
SP | NAMUMO | Hucula | 1 | 0 | 0 | 0 | 0 | 0 | 0 | 1 | 0 | 0 | 0 | 0 | 0 | 0 | 0 | 0
SP | NAMUMO | Machoca | 1 | 0 | 0 | 0 | 0 | 0 | 0 | 1 | 0 | 0 | 0 | 0 | 0 | 0 | 0 | 0
SP | NAMUMO | Meloco, Namuno | 1 | 0 | 0 | 0 | 0 | 0 | 0 | 1 | 0 | 0 | 0 | 0 | 0 | 0 | 0 | 0
SP | NAMUMO | Namacaca | 1 | 0 | 0 | 0 | 0 | 0 | 0 | 0 | 0 | 1 | 0 | 0 | 0 | 0 | 0 | 0
SP | NAMUMO | Namuno Sede, Namuno | 1 | 0 | 0 | 0 | 0 | 0 | 0 | 0 | 1 | 0 | 0 | 0 | 0 | 0 | 0 | 0
SP | NAMUMO | Nanrapa, Namuno | 1 | 0 | 0 | 0 | 0 | 0 | 0 | 0 | 0 | 1 | 0 | 0 | 0 | 0 | 0 | 0
SP | NAMUMO | Ncumpe | 1 | 0 | 0 | 0 | 0 | 0 | 0 | 0 | 1 | 0 | 0 | 0 | 0 | 0 | 0 | 0
SP | NAMUMO | Nicuita | 1 | 0 | 0 | 0 | 0 | 0 | 0 | 0 | 1 | 0 | 0 | 0 | 0 | 0 | 0 | 0
SP | NAMUMO | Papai | 1 | 0 | 0 | 0 | 0 | 0 | 0 | 0 | 1 | 0 | 0 | 0 | 0 | 0 | 0 | 0
SP | CHIURE | Catapua, Chiure | 1 | 0 | 0 | 0 | 0 | 0 | 0 | 0 | 1 | 0 | 0 | 0 | 0 | 0 | 0 | 0
SP | CHIURE | Centro de saude chiure velho | 1 | 0 | 0 | 0 | 0 | 0 | 0 | 0 | 1 | 0 | 0 | 0 | 0 | 0 | 0 | 0
SP | CHIURE | Centro de saude de Bilibiza | 1 | 0 | 0 | 0 | 0 | 0 | 0 | 0 | 1 | 0 | 0 | 0 | 0 | 0 | 0 | 0
SP | CHIURE | Centro de saude de Muege | 1 | 0 | 0 | 0 | 0 | 0 | 0 | 0 | 1 | 0 | 0 | 0 | 0 | 0 | 0 | 0
SP | CHIURE | Centro de saude de Namogelia | 1 | 0 | 0 | 0 | 0 | 0 | 0 | 0 | 1 | 0 | 0 | 0 | 0 | 0 | 0 | 0
SP | CHIURE | Centro de saude de Ocua | 1 | 0 | 0 | 0 | 0 | 0 | 0 | 0 | 0 | 1 | 0 | 0 | 0 | 0 | 0 | 0
SP | CHIURE | Centro de saude Mazeze | 1 | 0 | 0 | 0 | 0 | 0 | 0 | 0 | 0 | 0 | 1 | 0 | 0 | 0 | 0 | 0
SP | CHIURE | Chiure Sede, Chiure | 1 | 0 | 0 | 0 | 0 | 0 | 0 | 1 | 0 | 0 | 0 | 0 | 0 | 0 | 0 | 0
SP | CHIURE | Marera | 1 | 0 | 0 | 0 | 0 | 0 | 0 | 0 | 1 | 0 | 0 | 0 | 0 | 0 | 0 | 0
SP | CHIURE | Mmala | 1 | 0 | 0 | 0 | 0 | 0 | 0 | 0 | 1 | 0 | 0 | 0 | 0 | 0 | 0 | 0
SP | CHIURE | Nacoto, Chiure | 2 | 0 | 0 | 0 | 0 | 0 | 1 | 0 | 1 | 0 | 0 | 0 | 0 | 0 | 0 | 0
SP | CHIURE | Samora Machel | 2 | 0 | 0 | 0 | 0 | 0 | 0 | 0 | 2 | 0 | 0 | 0 | 0 | 0 | 0 | 0
SP | MECUFI | Centro de Saude de Mecufi | 1 | 0 | 0 | 0 | 0 | 0 | 0 | 1 | 0 | 0 | 0 | 0 | 0 | 0 | 0 | 0
SP | MECUFI | Centro de Saude de Murrebue | 1 | 0 | 0 | 0 | 0 | 0 | 0 | 0 | 0 | 1 | 0 | 0 | 0 | 0 | 0 | 0
SP | MECUFI | Centro de Saude de Ngoma | 1 | 0 | 0 | 0 | 0 | 0 | 0 | 0 | 0 | 1 | 0 | 0 | 0 | 0 | 0 | 0
SP | MECUFI | Natuco, Mecufi | 1 | 0 | 0 | 0 | 0 | 0 | 0 | 0 | 1 | 0 | 0 | 0 | 0 | 0 | 0 | 0
SP | MUEDA | Centro de Saude de Chilindi | 1 | 0 | 0 | 0 | 0 | 0 | 0 | 0 | 1 | 0 | 0 | 0 | 0 | 0 | 0 | 0
SP | MUEDA | Centro de Saude de Namatil | 1 | 0 | 0 | 0 | 0 | 0 | 0 | 0 | 1 | 0 | 0 | 0 | 0 | 0 | 0 | 0
SP | MUEDA | Centro de Saude de Negomano | 1 | 0 | 0 | 0 | 0 | 0 | 0 | 0 | 1 | 0 | 0 | 0 | 0 | 0 | 0 | 0
SP | MUEDA | Centro de Saude de Chude | 1 | 0 | 0 | 0 | 0 | 0 | 0 | 0 | 1 | 0 | 0 | 0 | 0 | 0 | 0 | 0
SP | MUEDA | Centro de Saude de Nandimba | 1 | 0 | 0 | 0 | 0 | 0 | 0 | 0 | 1 | 0 | 0 | 0 | 0 | 0 | 0 | 0
SP | MUEDA | Centro de Saude de Ngapa | 1 | 0 | 0 | 0 | 0 | 0 | 0 | 0 | 0 | 1 | 0 | 0 | 0 | 0 | 0 | 0
SP | MUEDA | Chapa, Mueda | 1 | 0 | 0 | 0 | 0 | 0 | 0 | 0 | 0 | 1 | 0 | 0 | 0 | 0 | 0 | 0
SP | MUEDA | Imbuo, Mueda | 1 | 0 | 0 | 0 | 0 | 0 | 0 | 0 | 1 | 0 | 0 | 0 | 0 | 0 | 0 | 0
SP | MUEDA | Mpeme, Mueda | 2 | 0 | 0 | 0 | 0 | 0 | 0 | 0 | 2 | 0 | 0 | 0 | 0 | 0 | 0 | 0
SP | MUEDA | Mueda Sede, Mueda | 2 | 0 | 0 | 0 | 0 | 0 | 0 | 0 | 0 | 2 | 0 | 0 | 0 | 0 | 0 | 0
SP | MUIDUMBE | Centro de saude de Namacande | 1 | 0 | 0 | 0 | 0 | 0 | 0 | 0 | 1 | 0 | 0 | 0 | 0 | 0 | 0 | 0
SP | MUIDUMBE | Centro de Saude de Ntchinga | 1 | 0 | 0 | 0 | 0 | 0 | 0 | 0 | 1 | 0 | 0 | 0 | 0 | 0 | 0 | 0
SP | MUIDUMBE | Chitunda, Muidumbe | 1 | 0 | 0 | 0 | 0 | 0 | 0 | 0 | 1 | 0 | 0 | 0 | 0 | 0 | 0 | 0
SP | MUIDUMBE | Macomia Centro de Saude de Mucojo | 1 | 0 | 0 | 0 | 0 | 0 | 0 | 0 | 1 | 0 | 0 | 0 | 0 | 0 | 0 | 0
SP | MUIDUMBE | Macomia, Centro de Saude de Naunde | 1 | 0 | 0 | 0 | 0 | 0 | 0 | 0 | 1 | 0 | 0 | 0 | 0 | 0 | 0 | 0
SP | MUIDUMBE | Macomia, Centro de Saude de Piquewe | 1 | 0 | 0 | 0 | 0 | 0 | 0 | 0 | 1 | 0 | 0 | 0 | 0 | 0 | 0 | 0
SP | MUIDUMBE | Macomia, Centro de Saude de Quiterajo | 1 | 0 | 0 | 0 | 0 | 0 | 0 | 0 | 1 | 0 | 0 | 0 | 0 | 0 | 0 | 0
SP | MUIDUMBE | Macomia, Centro de Saude Nguida | 1 | 0 | 0 | 0 | 0 | 0 | 0 | 0 | 1 | 0 | 0 | 0 | 0 | 0 | 0 | 0
SP | MUIDUMBE | Miangueleua, Muidumbe | 1 | 0 | 0 | 0 | 0 | 0 | 0 | 0 | 1 | 0 | 0 | 0 | 0 | 0 | 0 | 0
SP | MUIDUMBE | Miteda, Muidumbe | 1 | 0 | 0 | 0 | 0 | 0 | 0 | 1 | 0 | 0 | 0 | 0 | 0 | 0 | 0 | 0
SP | MUIDUMBE | Muambula, Muidumbe | 1 | 0 | 0 | 0 | 0 | 0 | 0 | 0 | 1 | 0 | 0 | 0 | 0 | 0 | 0 | 0
SP | MUIDUMBE | Muatide, Muidumbe | 1 | 0 | 0 | 0 | 0 | 0 | 0 | 0 | 0 | 1 | 0 | 0 | 0 | 0 | 0 | 0
SP | NANGADE | Centro de Saude de Muiha | 1 | 0 | 0 | 0 | 0 | 0 | 0 | 0 | 1 | 0 | 0 | 0 | 0 | 0 | 0 | 0
SP | NANGADE | Centro de Saude de Nkonga | 1 | 0 | 0 | 0 | 0 | 0 | 0 | 0 | 1 | 0 | 0 | 0 | 0 | 0 | 0 | 0
SP | NANGADE | Nangade Sede, Nangade | 1 | 0 | 0 | 0 | 0 | 0 | 0 | 0 | 1 | 0 | 0 | 0 | 0 | 0 | 0 | 0
SP | NANGADE | Ntamba, Nangade | 1 | 0 | 0 | 0 | 0 | 0 | 0 | 0 | 1 | 0 | 0 | 0 | 0 | 0 | 0 | 0
SP | NANGADE | Ntoli, Nangade | 1 | 0 | 0 | 0 | 0 | 0 | 0 | 0 | 1 | 0 | 0 | 0 | 0 | 0 | 0 | 0
SP | IBO | CS Ibo | 2 | 0 | 0 | 0 | 0 | 0 | 0 | 0 | 2 | 0 | 0 | 0 | 0 | 0 | 0 | 0
SP | MELUCO | Centro de Saude de Imbada | 1 | 0 | 0 | 0 | 0 | 0 | 0 | 0 | 1 | 0 | 0 | 0 | 0 | 0 | 0 | 0
SP | MELUCO | Centro de Saude de Meluco | 1 | 0 | 0 | 0 | 0 | 0 | 0 | 0 | 1 | 0 | 0 | 0 | 0 | 0 | 0 | 0
SP | MELUCO | Centro de Saude de Minhanha | 1 | 0 | 0 | 0 | 0 | 0 | 0 | 0 | 1 | 0 | 0 | 0 | 0 | 0 | 0 | 0
SP | MELUCO | Centro de Saude de Muaguide | 1 | 0 | 0 | 0 | 0 | 0 | 0 | 0 | 1 | 0 | 0 | 0 | 0 | 0 | 0 | 0
SP | MELUCO | Centro de Saude de Ravia | 1 | 0 | 0 | 0 | 0 | 0 | 0 | 0 | 1 | 0 | 0 | 0 | 0 | 0 | 0 | 0
SP | MOCIMBOA DA PRAIA | Centro de Saude de Mbau | 1 | 0 | 0 | 0 | 0 | 0 | 0 | 0 | 0 | 1 | 0 | 0 | 0 | 0 | 0 | 0
SP | MOCIMBOA DA PRAIA | Centro de Saude de Milamba | 1 | 0 | 0 | 0 | 0 | 0 | 0 | 0 | 1 | 0 | 0 | 0 | 0 | 0 | 0 | 0
SP | MOCIMBOA DA PRAIA | Centro de Saude de Nanduadua | 1 | 0 | 0 | 0 | 0 | 0 | 0 | 0 | 1 | 0 | 0 | 0 | 0 | 0 | 0 | 0
SP | MOCIMBOA DA PRAIA | Centro de Saude de Quelimane | 1 | 0 | 0 | 0 | 0 | 0 | 0 | 0 | 0 | 1 | 0 | 0 | 0 | 0 | 0 | 0
SP | MOCIMBOA DA PRAIA | Diaca, Mocimboa Da Praia | 2 | 0 | 0 | 0 | 0 | 0 | 0 | 0 | 0 | 2 | 0 | 0 | 0 | 0 | 0 | 0
SP | MOCIMBOA DA PRAIA | Mangoma, Mocimboa Da Praia | 2 | 0 | 0 | 0 | 0 | 0 | 0 | 0 | 0 | 2 | 0 | 0 | 0 | 0 | 0 | 0
SP | PALMA | Centro de Saude de Maganja | 1 | 0 | 0 | 0 | 0 | 0 | 0 | 0 | 1 | 0 | 0 | 0 | 0 | 0 | 0 | 0
SP | PALMA | Centro de Saude de Mute | 1 | 0 | 0 | 0 | 0 | 0 | 0 | 0 | 0 | 1 | 0 | 0 | 0 | 0 | 0 | 0
SP | PALMA | Olumbi | 1 | 0 | 0 | 0 | 0 | 0 | 0 | 0 | 0 | 1 | 0 | 0 | 0 | 0 | 0 | 0
SP | PALMA | Palma Sede, Palma | 1 | 0 | 0 | 0 | 0 | 0 | 0 | 0 | 0 | 1 | 0 | 0 | 0 | 0 | 0 | 0
SP | PALMA | Pundanhar, Palma | 1 | 0 | 0 | 0 | 0 | 0 | 0 | 0 | 0 | 1 | 0 | 0 | 0 | 0 | 0 | 0
SP | PALMA | Quionga, Palma | 2 | 0 | 0 | 0 | 0 | 0 | 1 | 0 | 1 | 0 | 0 | 0 | 0 | 0 | 0 | 0
SP | QUISSANGA | Bilibiza, Quissanga | 1 | 0 | 0 | 0 | 0 | 0 | 0 | 0 | 1 | 0 | 0 | 0 | 0 | 0 | 0 | 0
SP | QUISSANGA | Centro de Saude de Cagembe | 1 | 0 | 0 | 0 | 0 | 0 | 0 | 0 | 1 | 0 | 0 | 0 | 0 | 0 | 0 | 0
SP | QUISSANGA | Centro de Saude de Mahate | 1 | 0 | 0 | 0 | 0 | 0 | 0 | 0 | 1 | 0 | 0 | 0 | 0 | 0 | 0 | 0
SP | QUISSANGA | Centro de Saude de Nacoba | 1 | 0 | 0 | 0 | 0 | 0 | 0 | 0 | 1 | 0 | 0 | 0 | 0 | 0 | 0 | 0
SP | QUISSANGA | Centro de Saude de Namaluco | 1 | 0 | 0 | 0 | 0 | 0 | 0 | 0 | 0 | 1 | 0 | 0 | 0 | 0 | 0 | 0
SP | QUISSANGA | Centro de Saude de Tororo | 1 | 0 | 0 | 0 | 0 | 0 | 0 | 0 | 0 | 1 | 0 | 0 | 0 | 0 | 0 | 0
SP | QUISSANGA | Ibo, Centro de Saude de Ibo | 1 | 0 | 0 | 0 | 0 | 0 | 0 | 0 | 0 | 1 | 0 | 0 | 0 | 0 | 0 | 0
SP | QUISSANGA | Ibo, Centro de Saude de Matemo | 1 | 0 | 0 | 0 | 0 | 0 | 0 | 0 | 0 | 1 | 0 | 0 | 0 | 0 | 0 | 0
SP | QUISSANGA | Ibo, Centro de Saude de Quirimba | 1 | 0 | 0 | 0 | 0 | 0 | 0 | 0 | 1 | 0 | 0 | 0 | 0 | 0 | 0 | 0
SP | QUISSANGA | Quissanga Sede, Quissanga | 1 | 0 | 0 | 0 | 0 | 0 | 0 | 0 | 1 | 0 | 0 | 0 | 0 | 0 | 0 | 0
SP | ANCUABE | CS Ancuabe | 1 | 0 | 0 | 0 | 0 | 0 | 0 | 0 | 0 | 1 | 0 | 0 | 0 | 0 | 0 | 0
SP | ANCUABE | CS Ngura | 1 | 0 | 0 | 0 | 0 | 0 | 0 | 0 | 1 | 0 | 0 | 0 | 0 | 0 | 0 | 0
SP | CHIURE | CS Papa Francisco Marrupa | 1 | 0 | 0 | 0 | 0 | 0 | 0 | 0 | 0 | 1 | 0 | 0 | 0 | 0 | 0 | 0
SP | CIDADE DE PEMBA | CS 18 de Outubro | 1 | 0 | 0 | 0 | 0 | 0 | 0 | 0 | 1 | 0 | 0 | 0 | 0 | 0 | 0 | 0
SP | CIDADE DE PEMBA | CS Arco Iris | 1 | 0 | 0 | 0 | 0 | 0 | 0 | 0 | 0 | 1 | 0 | 0 | 0 | 0 | 0 | 0
SP | CIDADE DE PEMBA | CS Maringanha | 1 | 0 | 0 | 0 | 0 | 0 | 0 | 0 | 0 | 0 | 0 | 1 | 0 | 0 | 0 | 0
SP | MACOMIA | CS Mucojo | 0 | 0 | 0 | 0 | 0 | 0 | 0 | 0 | 0 | 0 | 0 | 0 | 0 | 0 | 0 | 0
SP | MACOMIA | CS Naunde | 0 | 0 | 0 | 0 | 0 | 0 | 0 | 0 | 0 | 0 | 0 | 0 | 0 | 0 | 0 | 0
SP | MACOMIA | CS Nguida | 0 | 0 | 0 | 0 | 0 | 0 | 0 | 0 | 0 | 0 | 0 | 0 | 0 | 0 | 0 | 0
SP | MACOMIA | CS Quaterajo | 0 | 0 | 0 | 0 | 0 | 0 | 0 | 0 | 0 | 0 | 0 | 0 | 0 | 0 | 0 | 0
SP | MACOMIA | PS Piquewe | 0 | 0 | 0 | 0 | 0 | 0 | 0 | 0 | 0 | 0 | 0 | 0 | 0 | 0 | 0 | 0
SP | MOCIMBOA DA PRAIA | CS Diaca | 1 | 0 | 0 | 0 | 0 | 0 | 0 | 0 | 0 | 0 | 0 | 0 | 0 | 1 | 0 | 0
SP | MOCIMBOA DA PRAIA | CS Marere | 1 | 0 | 0 | 0 | 0 | 0 | 0 | 0 | 0 | 1 | 0 | 0 | 0 | 0 | 0 | 0
SP | MOCIMBOA DA PRAIA | HR Mocimboa da Praia | 0 | 0 | 0 | 0 | 0 | 0 | 0 | 0 | 0 | 0 | 0 | 0 | 0 | 0 | 0 | 0
SP | MONTEPUEZ | CS Namahaca | 1 | 0 | 0 | 0 | 0 | 0 | 0 | 1 | 0 | 0 | 0 | 0 | 0 | 0 | 0 | 0
SP | MONTEPUEZ | CS Napai | 1 | 0 | 0 | 0 | 0 | 0 | 0 | 0 | 0 | 0 | 0 | 1 | 0 | 0 | 0 | 0
SP | MONTEPUEZ | CS Papa Francisco Nikwapa | 1 | 0 | 0 | 0 | 0 | 0 | 0 | 1 | 0 | 0 | 0 | 0 | 0 | 0 | 0 | 0
SP | MUEDA | CS Mbuo | 1 | 0 | 0 | 0 | 0 | 0 | 0 | 0 | 0 | 1 | 0 | 0 | 0 | 0 | 0 | 0
SP | MUEDA | CS Nimo | 1 | 0 | 0 | 0 | 0 | 0 | 0 | 0 | 1 | 0 | 0 | 0 | 0 | 0 | 0 | 0
|  |  | 0 | 0 | 0 | 0 | 0 | 0 | 0 | 0 | 0 | 0 | 0 | 0 | 0 | 0 | 0 | 0
|  |  | 0 | 0 | 0 | 0 | 0 | 0 | 0 | 0 | 0 | 0 | 0 | 0 | 0 | 0 | 0 | 0
|  |  | 0 | 0 | 0 | 0 | 0 | 0 | 0 | 0 | 0 | 0 | 0 | 0 | 0 | 0 | 0 | 0
|  |  | 0 | 0 | 0 | 0 | 0 | 0 | 0 | 0 | 0 | 0 | 0 | 0 | 0 | 0 | 0 | 0
|  |  | 0 | 0 | 0 | 0 | 0 | 0 | 0 | 0 | 0 | 0 | 0 | 0 | 0 | 0 | 0 | 0
|  |  | 0 | 0 | 0 | 0 | 0 | 0 | 0 | 0 | 0 | 0 | 0 | 0 | 0 | 0 | 0 | 0
|  |  | 0 | 0 | 0 | 0 | 0 | 0 | 0 | 0 | 0 | 0 | 0 | 0 | 0 | 0 | 0 | 0
|  |  | 0 | 0 | 0 | 0 | 0 | 0 | 0 | 0 | 0 | 0 | 0 | 0 | 0 | 0 | 0 | 0
|  |  | 0 | 0 | 0 | 0 | 0 | 0 | 0 | 0 | 0 | 0 | 0 | 0 | 0 | 0 | 0 | 0
|  |  | 0 | 0 | 0 | 0 | 0 | 0 | 0 | 0 | 0 | 0 | 0 | 0 | 0 | 0 | 0 | 0
|  |  | 0 | 0 | 0 | 0 | 0 | 0 | 0 | 0 | 0 | 0 | 0 | 0 | 0 | 0 | 0 | 0
|  |  | 0 | 0 | 0 | 0 | 0 | 0 | 0 | 0 | 0 | 0 | 0 | 0 | 0 | 0 | 0 | 0
|  |  | 0 | 0 | 0 | 0 | 0 | 0 | 0 | 0 | 0 | 0 | 0 | 0 | 0 | 0 | 0 | 0
|  |  | 0 | 0 | 0 | 0 | 0 | 0 | 0 | 0 | 0 | 0 | 0 | 0 | 0 | 0 | 0 | 0
|  |  | 0 | 0 | 0 | 0 | 0 | 0 | 0 | 0 | 0 | 0 | 0 | 0 | 0 | 0 | 0 | 0
|  |  | 0 | 0 | 0 | 0 | 0 | 0 | 0 | 0 | 0 | 0 | 0 | 0 | 0 | 0 | 0 | 0
|  |  | 0 | 0 | 0 | 0 | 0 | 0 | 0 | 0 | 0 | 0 | 0 | 0 | 0 | 0 | 0 | 0
|  |  | 0 | 0 | 0 | 0 | 0 | 0 | 0 | 0 | 0 | 0 | 0 | 0 | 0 | 0 | 0 | 0
|  |  | 0 | 0 | 0 | 0 | 0 | 0 | 0 | 0 | 0 | 0 | 0 | 0 | 0 | 0 | 0 | 0
|  |  | 0 | 0 | 0 | 0 | 0 | 0 | 0 | 0 | 0 | 0 | 0 | 0 | 0 | 0 | 0 | 0
|  |  | 0 | 0 | 0 | 0 | 0 | 0 | 0 | 0 | 0 | 0 | 0 | 0 | 0 | 0 | 0 | 0
|  |  | 0 | 0 | 0 | 0 | 0 | 0 | 0 | 0 | 0 | 0 | 0 | 0 | 0 | 0 | 0 | 0
|  |  | 0 | 0 | 0 | 0 | 0 | 0 | 0 | 0 | 0 | 0 | 0 | 0 | 0 | 0 | 0 | 0
|  |  | 0 | 0 | 0 | 0 | 0 | 0 | 0 | 0 | 0 | 0 | 0 | 0 | 0 | 0 | 0 | 0
|  |  | 0 | 0 | 0 | 0 | 0 | 0 | 0 | 0 | 0 | 0 | 0 | 0 | 0 | 0 | 0 | 0
|  |  | 0 | 0 | 0 | 0 | 0 | 0 | 0 | 0 | 0 | 0 | 0 | 0 | 0 | 0 | 0 | 0
|  |  | 0 | 0 | 0 | 0 | 0 | 0 | 0 | 0 | 0 | 0 | 0 | 0 | 0 | 0 | 0 | 0
|  |  | 0 | 0 | 0 | 0 | 0 | 0 | 0 | 0 | 0 | 0 | 0 | 0 | 0 | 0 | 0 | 0
|  |  | 0 | 0 | 0 | 0 | 0 | 0 | 0 | 0 | 0 | 0 | 0 | 0 | 0 | 0 | 0 | 0
|  |  | 0 | 0 | 0 | 0 | 0 | 0 | 0 | 0 | 0 | 0 | 0 | 0 | 0 | 0 | 0 | 0
|  |  | 0 | 0 | 0 | 0 | 0 | 0 | 0 | 0 | 0 | 0 | 0 | 0 | 0 | 0 | 0 | 0
|  |  | 0 | 0 | 0 | 0 | 0 | 0 | 0 | 0 | 0 | 0 | 0 | 0 | 0 | 0 | 0 | 0
|  |  | 0 | 0 | 0 | 0 | 0 | 0 | 0 | 0 | 0 | 0 | 0 | 0 | 0 | 0 | 0 | 0
|  |  | 0 | 0 | 0 | 0 | 0 | 0 | 0 | 0 | 0 | 0 | 0 | 0 | 0 | 0 | 0 | 0
|  |  | 0 | 0 | 0 | 0 | 0 | 0 | 0 | 0 | 0 | 0 | 0 | 0 | 0 | 0 | 0 | 0
|  |  | 0 | 0 | 0 | 0 | 0 | 0 | 0 | 0 | 0 | 0 | 0 | 0 | 0 | 0 | 0 | 0
|  |  | 0 | 0 | 0 | 0 | 0 | 0 | 0 | 0 | 0 | 0 | 0 | 0 | 0 | 0 | 0 | 0
|  |  | 0 | 0 | 0 | 0 | 0 | 0 | 0 | 0 | 0 | 0 | 0 | 0 | 0 | 0 | 0 | 0
|  |  | 0 | 0 | 0 | 0 | 0 | 0 | 0 | 0 | 0 | 0 | 0 | 0 | 0 | 0 | 0 | 0
|  |  | 0 | 0 | 0 | 0 | 0 | 0 | 0 | 0 | 0 | 0 | 0 | 0 | 0 | 0 | 0 | 0
|  |  | 0 | 0 | 0 | 0 | 0 | 0 | 0 | 0 | 0 | 0 | 0 | 0 | 0 | 0 | 0 | 0
|  |  | 0 | 0 | 0 | 0 | 0 | 0 | 0 | 0 | 0 | 0 | 0 | 0 | 0 | 0 | 0 | 0
|  |  | 0 | 0 | 0 | 0 | 0 | 0 | 0 | 0 | 0 | 0 | 0 | 0 | 0 | 0 | 0 | 0
|  |  | 0 | 0 | 0 | 0 | 0 | 0 | 0 | 0 | 0 | 0 | 0 | 0 | 0 | 0 | 0 | 0
|  |  | 0 | 0 | 0 | 0 | 0 | 0 | 0 | 0 | 0 | 0 | 0 | 0 | 0 | 0 | 0 | 0
|  |  | 0 | 0 | 0 | 0 | 0 | 0 | 0 | 0 | 0 | 0 | 0 | 0 | 0 | 0 | 0 | 0
|  |  | 0 | 0 | 0 | 0 | 0 | 0 | 0 | 0 | 0 | 0 | 0 | 0 | 0 | 0 | 0 | 0
|  |  | 0 | 0 | 0 | 0 | 0 | 0 | 0 | 0 | 0 | 0 | 0 | 0 | 0 | 0 | 0 | 0
|  |  | 0 | 0 | 0 | 0 | 0 | 0 | 0 | 0 | 0 | 0 | 0 | 0 | 0 | 0 | 0 | 0
|  |  | 0 | 0 | 0 | 0 | 0 | 0 | 0 | 0 | 0 | 0 | 0 | 0 | 0 | 0 | 0 | 0
|  |  | 0 | 0 | 0 | 0 | 0 | 0 | 0 | 0 | 0 | 0 | 0 | 0 | 0 | 0 | 0 | 0
|  |  | 0 | 0 | 0 | 0 | 0 | 0 | 0 | 0 | 0 | 0 | 0 | 0 | 0 | 0 | 0 | 0
|  |  | 0 | 0 | 0 | 0 | 0 | 0 | 0 | 0 | 0 | 0 | 0 | 0 | 0 | 0 | 0 | 0
|  |  | 0 | 0 | 0 | 0 | 0 | 0 | 0 | 0 | 0 | 0 | 0 | 0 | 0 | 0 | 0 | 0
|  |  | 0 | 0 | 0 | 0 | 0 | 0 | 0 | 0 | 0 | 0 | 0 | 0 | 0 | 0 | 0 | 0
|  |  | 0 | 0 | 0 | 0 | 0 | 0 | 0 | 0 | 0 | 0 | 0 | 0 | 0 | 0 | 0 | 0
|  |  | 0 | 0 | 0 | 0 | 0 | 0 | 0 | 0 | 0 | 0 | 0 | 0 | 0 | 0 | 0 | 0
|  |  | 0 | 0 | 0 | 0 | 0 | 0 | 0 | 0 | 0 | 0 | 0 | 0 | 0 | 0 | 0 | 0
|  |  | 0 | 0 | 0 | 0 | 0 | 0 | 0 | 0 | 0 | 0 | 0 | 0 | 0 | 0 | 0 | 0
|  |  | 0 | 0 | 0 | 0 | 0 | 0 | 0 | 0 | 0 | 0 | 0 | 0 | 0 | 0 | 0 | 0
|  |  | 0 | 0 | 0 | 0 | 0 | 0 | 0 | 0 | 0 | 0 | 0 | 0 | 0 | 0 | 0 | 0
|  |  | 0 | 0 | 0 | 0 | 0 | 0 | 0 | 0 | 0 | 0 | 0 | 0 | 0 | 0 | 0 | 0
|  |  | 0 | 0 | 0 | 0 | 0 | 0 | 0 | 0 | 0 | 0 | 0 | 0 | 0 | 0 | 0 | 0
|  |  | 0 | 0 | 0 | 0 | 0 | 0 | 0 | 0 | 0 | 0 | 0 | 0 | 0 | 0 | 0 | 0
|  |  | 0 | 0 | 0 | 0 | 0 | 0 | 0 | 0 | 0 | 0 | 0 | 0 | 0 | 0 | 0 | 0
|  |  | 0 | 0 | 0 | 0 | 0 | 0 | 0 | 0 | 0 | 0 | 0 | 0 | 0 | 0 | 0 | 0
|  |  | 0 | 0 | 0 | 0 | 0 | 0 | 0 | 0 | 0 | 0 | 0 | 0 | 0 | 0 | 0 | 0
|  |  | 0 | 0 | 0 | 0 | 0 | 0 | 0 | 0 | 0 | 0 | 0 | 0 | 0 | 0 | 0 | 0
|  |  | 0 | 0 | 0 | 0 | 0 | 0 | 0 | 0 | 0 | 0 | 0 | 0 | 0 | 0 | 0 | 0
|  |  | 0 | 0 | 0 | 0 | 0 | 0 | 0 | 0 | 0 | 0 | 0 | 0 | 0 | 0 | 0 | 0
|  |  | 0 | 0 | 0 | 0 | 0 | 0 | 0 | 0 | 0 | 0 | 0 | 0 | 0 | 0 | 0 | 0
|  |  | 0 | 0 | 0 | 0 | 0 | 0 | 0 | 0 | 0 | 0 | 0 | 0 | 0 | 0 | 0 | 0
|  |  | 0 | 0 | 0 | 0 | 0 | 0 | 0 | 0 | 0 | 0 | 0 | 0 | 0 | 0 | 0 | 0
|  |  | 0 | 0 | 0 | 0 | 0 | 0 | 0 | 0 | 0 | 0 | 0 | 0 | 0 | 0 | 0 | 0
|  |  | 0 | 0 | 0 | 0 | 0 | 0 | 0 | 0 | 0 | 0 | 0 | 0 | 0 | 0 | 0 | 0
|  |  | 0 | 0 | 0 | 0 | 0 | 0 | 0 | 0 | 0 | 0 | 0 | 0 | 0 | 0 | 0 | 0
|  |  | 0 | 0 | 0 | 0 | 0 | 0 | 0 | 0 | 0 | 0 | 0 | 0 | 0 | 0 | 0 | 0
|  |  | 0 | 0 | 0 | 0 | 0 | 0 | 0 | 0 | 0 | 0 | 0 | 0 | 0 | 0 | 0 | 0
|  |  | 0 | 0 | 0 | 0 | 0 | 0 | 0 | 0 | 0 | 0 | 0 | 0 | 0 | 0 | 0 | 0
|  |  | 0 | 0 | 0 | 0 | 0 | 0 | 0 | 0 | 0 | 0 | 0 | 0 | 0 | 0 | 0 | 0
|  |  | 0 | 0 | 0 | 0 | 0 | 0 | 0 | 0 | 0 | 0 | 0 | 0 | 0 | 0 | 0 | 0
|  |  | 0 | 0 | 0 | 0 | 0 | 0 | 0 | 0 | 0 | 0 | 0 | 0 | 0 | 0 | 0 | 0
|  |  | 0 | 0 | 0 | 0 | 0 | 0 | 0 | 0 | 0 | 0 | 0 | 0 | 0 | 0 | 0 | 0
|  |  | 0 | 0 | 0 | 0 | 0 | 0 | 0 | 0 | 0 | 0 | 0 | 0 | 0 | 0 | 0 | 0
|  |  | 0 | 0 | 0 | 0 | 0 | 0 | 0 | 0 | 0 | 0 | 0 | 0 | 0 | 0 | 0 | 0
|  |  | 0 | 0 | 0 | 0 | 0 | 0 | 0 | 0 | 0 | 0 | 0 | 0 | 0 | 0 | 0 | 0
|  |  | 0 | 0 | 0 | 0 | 0 | 0 | 0 | 0 | 0 | 0 | 0 | 0 | 0 | 0 | 0 | 0
|  |  | 0 | 0 | 0 | 0 | 0 | 0 | 0 | 0 | 0 | 0 | 0 | 0 | 0 | 0 | 0 | 0
|  |  | 0 | 0 | 0 | 0 | 0 | 0 | 0 | 0 | 0 | 0 | 0 | 0 | 0 | 0 | 0 | 0
|  |  | 0 | 0 | 0 | 0 | 0 | 0 | 0 | 0 | 0 | 0 | 0 | 0 | 0 | 0 | 0 | 0
|  |  | 0 | 0 | 0 | 0 | 0 | 0 | 0 | 0 | 0 | 0 | 0 | 0 | 0 | 0 | 0 | 0
|  |  | 0 | 0 | 0 | 0 | 0 | 0 | 0 | 0 | 0 | 0 | 0 | 0 | 0 | 0 | 0 | 0
|  |  | 0 | 0 | 0 | 0 | 0 | 0 | 0 | 0 | 0 | 0 | 0 | 0 | 0 | 0 | 0 | 0
|  |  | 0 | 0 | 0 | 0 | 0 | 0 | 0 | 0 | 0 | 0 | 0 | 0 | 0 | 0 | 0 | 0
|  |  | 0 | 0 | 0 | 0 | 0 | 0 | 0 | 0 | 0 | 0 | 0 | 0 | 0 | 0 | 0 | 0
|  |  | 0 | 0 | 0 | 0 | 0 | 0 | 0 | 0 | 0 | 0 | 0 | 0 | 0 | 0 | 0 | 0
|  |  | 0 | 0 | 0 | 0 | 0 | 0 | 0 | 0 | 0 | 0 | 0 | 0 | 0 | 0 | 0 | 0
|  |  | 0 | 0 | 0 | 0 | 0 | 0 | 0 | 0 | 0 | 0 | 0 | 0 | 0 | 0 | 0 | 0
|  |  | 0 | 0 | 0 | 0 | 0 | 0 | 0 | 0 | 0 | 0 | 0 | 0 | 0 | 0 | 0 | 0
|  |  | 0 | 0 | 0 | 0 | 0 | 0 | 0 | 0 | 0 | 0 | 0 | 0 | 0 | 0 | 0 | 0
|  |  | 0 | 0 | 0 | 0 | 0 | 0 | 0 | 0 | 0 | 0 | 0 | 0 | 0 | 0 | 0 | 0
|  |  | 0 | 0 | 0 | 0 | 0 | 0 | 0 | 0 | 0 | 0 | 0 | 0 | 0 | 0 | 0 | 0
|  |  | 0 | 0 | 0 | 0 | 0 | 0 | 0 | 0 | 0 | 0 | 0 | 0 | 0 | 0 | 0 | 0
|  |  | 0 | 0 | 0 | 0 | 0 | 0 | 0 | 0 | 0 | 0 | 0 | 0 | 0 | 0 | 0 | 0
|  |  | 0 | 0 | 0 | 0 | 0 | 0 | 0 | 0 | 0 | 0 | 0 | 0 | 0 | 0 | 0 | 0
|  |  | 0 | 0 | 0 | 0 | 0 | 0 | 0 | 0 | 0 | 0 | 0 | 0 | 0 | 0 | 0 | 0
|  |  | 0 | 0 | 0 | 0 | 0 | 0 | 0 | 0 | 0 | 0 | 0 | 0 | 0 | 0 | 0 | 0
|  |  | 0 | 0 | 0 | 0 | 0 | 0 | 0 | 0 | 0 | 0 | 0 | 0 | 0 | 0 | 0 | 0
|  |  | 0 | 0 | 0 | 0 | 0 | 0 | 0 | 0 | 0 | 0 | 0 | 0 | 0 | 0 | 0 | 0
|  |  | 0 | 0 | 0 | 0 | 0 | 0 | 0 | 0 | 0 | 0 | 0 | 0 | 0 | 0 | 0 | 0
|  |  | 0 | 0 | 0 | 0 | 0 | 0 | 0 | 0 | 0 | 0 | 0 | 0 | 0 | 0 | 0 | 0
|  |  | 0 | 0 | 0 | 0 | 0 | 0 | 0 | 0 | 0 | 0 | 0 | 0 | 0 | 0 | 0 | 0
|  |  | 0 | 0 | 0 | 0 | 0 | 0 | 0 | 0 | 0 | 0 | 0 | 0 | 0 | 0 | 0 | 0
|  |  | 0 | 0 | 0 | 0 | 0 | 0 | 0 | 0 | 0 | 0 | 0 | 0 | 0 | 0 | 0 | 0
|  |  | 0 | 0 | 0 | 0 | 0 | 0 | 0 | 0 | 0 | 0 | 0 | 0 | 0 | 0 | 0 | 0
|  |  | 0 | 0 | 0 | 0 | 0 | 0 | 0 | 0 | 0 | 0 | 0 | 0 | 0 | 0 | 0 | 0
|  |  | 0 | 0 | 0 | 0 | 0 | 0 | 0 | 0 | 0 | 0 | 0 | 0 | 0 | 0 | 0 | 0
|  |  | 0 | 0 | 0 | 0 | 0 | 0 | 0 | 0 | 0 | 0 | 0 | 0 | 0 | 0 | 0 | 0
|  |  | 0 | 0 | 0 | 0 | 0 | 0 | 0 | 0 | 0 | 0 | 0 | 0 | 0 | 0 | 0 | 0
|  |  | 0 | 0 | 0 | 0 | 0 | 0 | 0 | 0 | 0 | 0 | 0 | 0 | 0 | 0 | 0 | 0
|  |  | 0 | 0 | 0 | 0 | 0 | 0 | 0 | 0 | 0 | 0 | 0 | 0 | 0 | 0 | 0 | 0
|  |  | 0 | 0 | 0 | 0 | 0 | 0 | 0 | 0 | 0 | 0 | 0 | 0 | 0 | 0 | 0 | 0
|  |  | 0 | 0 | 0 | 0 | 0 | 0 | 0 | 0 | 0 | 0 | 0 | 0 | 0 | 0 | 0 | 0
|  |  | 0 | 0 | 0 | 0 | 0 | 0 | 0 | 0 | 0 | 0 | 0 | 0 | 0 | 0 | 0 | 0
|  |  | 0 | 0 | 0 | 0 | 0 | 0 | 0 | 0 | 0 | 0 | 0 | 0 | 0 | 0 | 0 | 0
|  |  | 0 | 0 | 0 | 0 | 0 | 0 | 0 | 0 | 0 | 0 | 0 | 0 | 0 | 0 | 0 | 0
|  |  | 0 | 0 | 0 | 0 | 0 | 0 | 0 | 0 | 0 | 0 | 0 | 0 | 0 | 0 | 0 | 0
|  |  | 0 | 0 | 0 | 0 | 0 | 0 | 0 | 0 | 0 | 0 | 0 | 0 | 0 | 0 | 0 | 0
|  |  | 0 | 0 | 0 | 0 | 0 | 0 | 0 | 0 | 0 | 0 | 0 | 0 | 0 | 0 | 0 | 0
|  |  | 0 | 0 | 0 | 0 | 0 | 0 | 0 | 0 | 0 | 0 | 0 | 0 | 0 | 0 | 0 | 0
|  |  | 0 | 0 | 0 | 0 | 0 | 0 | 0 | 0 | 0 | 0 | 0 | 0 | 0 | 0 | 0 | 0
|  |  | 0 | 0 | 0 | 0 | 0 | 0 | 0 | 0 | 0 | 0 | 0 | 0 | 0 | 0 | 0 | 0
|  |  | 0 | 0 | 0 | 0 | 0 | 0 | 0 | 0 | 0 | 0 | 0 | 0 | 0 | 0 | 0 | 0
|  |  | 0 | 0 | 0 | 0 | 0 | 0 | 0 | 0 | 0 | 0 | 0 | 0 | 0 | 0 | 0 | 0
|  |  | 0 | 0 | 0 | 0 | 0 | 0 | 0 | 0 | 0 | 0 | 0 | 0 | 0 | 0 | 0 | 0
|  |  | 0 | 0 | 0 | 0 | 0 | 0 | 0 | 0 | 0 | 0 | 0 | 0 | 0 | 0 | 0 | 0
|  |  | 0 | 0 | 0 | 0 | 0 | 0 | 0 | 0 | 0 | 0 | 0 | 0 | 0 | 0 | 0 | 0
|  |  | 0 | 0 | 0 | 0 | 0 | 0 | 0 | 0 | 0 | 0 | 0 | 0 | 0 | 0 | 0 | 0
|  |  | 0 | 0 | 0 | 0 | 0 | 0 | 0 | 0 | 0 | 0 | 0 | 0 | 0 | 0 | 0 | 0
|  |  | 0 | 0 | 0 | 0 | 0 | 0 | 0 | 0 | 0 | 0 | 0 | 0 | 0 | 0 | 0 | 0
|  |  | 0 | 0 | 0 | 0 | 0 | 0 | 0 | 0 | 0 | 0 | 0 | 0 | 0 | 0 | 0 | 0
|  |  | 0 | 0 | 0 | 0 | 0 | 0 | 0 | 0 | 0 | 0 | 0 | 0 | 0 | 0 | 0 | 0
|  |  | 0 | 0 | 0 | 0 | 0 | 0 | 0 | 0 | 0 | 0 | 0 | 0 | 0 | 0 | 0 | 0
|  |  | 0 | 0 | 0 | 0 | 0 | 0 | 0 | 0 | 0 | 0 | 0 | 0 | 0 | 0 | 0 | 0
|  |  | 0 | 0 | 0 | 0 | 0 | 0 | 0 | 0 | 0 | 0 | 0 | 0 | 0 | 0 | 0 | 0
|  |  | 0 | 0 | 0 | 0 | 0 | 0 | 0 | 0 | 0 | 0 | 0 | 0 | 0 | 0 | 0 | 0
|  |  | 0 | 0 | 0 | 0 | 0 | 0 | 0 | 0 | 0 | 0 | 0 | 0 | 0 | 0 | 0 | 0
|  |  | 0 | 0 | 0 | 0 | 0 | 0 | 0 | 0 | 0 | 0 | 0 | 0 | 0 | 0 | 0 | 0
|  |  | 0 | 0 | 0 | 0 | 0 | 0 | 0 | 0 | 0 | 0 | 0 | 0 | 0 | 0 | 0 | 0
|  |  | 0 | 0 | 0 | 0 | 0 | 0 | 0 | 0 | 0 | 0 | 0 | 0 | 0 | 0 | 0 | 0
|  |  | 0 | 0 | 0 | 0 | 0 | 0 | 0 | 0 | 0 | 0 | 0 | 0 | 0 | 0 | 0 | 0
|  |  | 0 | 0 | 0 | 0 | 0 | 0 | 0 | 0 | 0 | 0 | 0 | 0 | 0 | 0 | 0 | 0
|  |  | 0 | 0 | 0 | 0 | 0 | 0 | 0 | 0 | 0 | 0 | 0 | 0 | 0 | 0 | 0 | 0

## Segm1
Segmentation of health facilities (SP) | [36 empty] | SP
| Distribution(SP) | [17 empty] | Total number of SP | [17 empty] | SP with CCE | 1643
| SP with electricity >8 h | 63 | [34 empty] | SP w/o CCE | 211
| SP w/o electricity or electricity <8 h | 1791
1854
1854
[13 empty] | SP with electricity >8 h | [11 empty] | SP w/o electricity or electricity <8 h
[14 empty] | 63 | [11 empty] | 1791
[14 empty] | 63 | [11 empty] | 1791
[6 empty] | SP with CCE | [9 empty] | SP w/o CCE | [5 empty] | SP w/o CCE | [6 empty] | SP with CCE
[7 empty] | 60 | [9 empty] | 3 | [5 empty] | 208 | [6 empty] | 1583
[7 empty] | 60 | [9 empty] | #DIV/0! | [5 empty] | #DIV/0! | [6 empty] | 1583
|  |  |  | SP with PQS CCE | [6 empty] | SP w/o PQS CCE | [15 empty] | SP w/o PQS CCE | [5 empty] | SP with PQS CCE
[5 empty] | 58 | [6 empty] | 2 | [15 empty] | 97 | [5 empty] | 1486
[5 empty] | #DIV/0! | [28 empty] | #DIV/0!
|  | SP with adequate CC capacity | [6 empty] | SP w/o adequate CC capacity | [19 empty] | SP w/o adequate CC capacity | [5 empty] | SP with adequate CC capacity
|  |  | #DIV/0! | [6 empty] | #DIV/0! | [19 empty] | #DIV/0! | [5 empty] | #DIV/0!
|  |  | #DIV/0! | [6 empty] | #DIV/0! | [19 empty] | #DIV/0! | [5 empty] | #DIV/0!
SP requiring no CCE replacement |  | SP requiring CCE replacement | [32 empty] | SP requiring CCE replacement |  |  |  |  | SP requiring no CCE replacement
#DIV/0! |  |  | #DIV/0! | [32 empty] | #DIV/0! |  |  |  | #DIV/0!
| #DIV/0! |  | #DIV/0! |  | #DIV/0! |  | #DIV/0! | #DIV/0! |  | #DIV/0! |  | #DIV/0! |  | #DIV/0! | #DIV/0! |  | #DIV/0! | #DIV/0! |  | #DIV/0! | #DIV/0! |  | #DIV/0! | #DIV/0! |  | #DIV/0! |  | #DIV/0! |  | #DIV/0! | #DIV/0! | #DIV/0! |  | #DIV/0! |  | #DIV/0! | #DIV/0! |  | #DIV/0!
| <=60litres |  | 60-90litres |  | 90-120litres |  | >120litres | <=60litres |  | 60-90litres |  | 90-120litres |  | >120litres | <=60litres |  | 60-90litres | 90-120litres |  | >120litres | <=60litres |  | 60-90litres | 90-120litres |  | >120litres |  | <=60litres |  | 60-90litres | 90-120litres | >120litres |  | <=60litres |  | 60-90litres | 90-120litres |  | >120litres
| 30 |  | 60 |  | 90 |  | 120
#DIV/0! | [20 empty] | #DIV/0!
#DIV/0! | #DIV/0! | [6 empty] | #DIV/0! | [6 empty] | #DIV/0! | [5 empty] | #DIV/0! | [6 empty] | #DIV/0! | [5 empty] | #DIV/0! | [5 empty] | #DIV/0!
| #DIV/0! |  | #DIV/0! |  | #DIV/0! |  | #DIV/0! | #DIV/0! |  | #DIV/0! |  | #DIV/0! |  | #DIV/0! | #DIV/0! |  | #DIV/0! | #DIV/0! |  | #DIV/0! | #DIV/0! |  | #DIV/0! | #DIV/0! |  | #DIV/0! |  | #DIV/0! |  | #DIV/0! | #DIV/0! | #DIV/0! |  | #DIV/0! |  | #DIV/0! | #DIV/0! |  | #DIV/0!
| <=60litres |  | 60-90litres |  | 90-120litres |  | >120litres | <=60litres |  | 60-90litres |  | 90-120litres |  | >120litres | <=60litres |  | 60-90litres | 90-120litres |  | >120litres | <=60litres |  | 60-90litres | 90-120litres |  | >120litres |  | <=60litres |  | 60-90litres | 90-120litres | >120litres |  | <=60litres |  | 60-90litres | 90-120litres |  | >120litres
#DIV/0! | #DIV/0! | [6 empty] | #DIV/0! | [6 empty] | #DIV/0! | [5 empty] | #DIV/0! | [6 empty] | #DIV/0! | [5 empty] | #DIV/0! | [5 empty] | #DIV/0!
#DIV/0! | #DIV/0! | [6 empty] | #DIV/0! | [6 empty] | #DIV/0! | [5 empty] | #DIV/0! | [6 empty] | #DIV/0! | [5 empty] | #DIV/0! | [5 empty] | #DIV/0!

## Segm2
Segmentation of health facilities (SP) | [40 empty] | SP
| No intervention | #DIV/0! | [24 empty] | Total number of SP
| Replacement | #DIV/0! | [9 empty] | 1643
| Expansion | #DIV/0! | [9 empty] | 211
| Extension | #DIV/0! | [25 empty] | 1854
1854
[20 empty] | SP with CCE | [13 empty] | SP w/o CCE
[21 empty] | 1643 | [13 empty] | 211
[21 empty] | 1643 | [13 empty] | #DIV/0!
[16 empty] | SP with PQS CCE | [6 empty] | SP w/o PQS CCE | [6 empty] | SP with CC capacity required < 30litres | [6 empty] | SP with CC capacity required >= 30litres
[17 empty] | 1544 | [6 empty] | 99 | [6 empty] | #DIV/0! | [6 empty] | #DIV/0!
[17 empty] | #DIV/0! | [20 empty] | #DIV/0!
[10 empty] | SP with adequate CC capacity | [9 empty] | SP w/o adequate CC capacity
[11 empty] | #DIV/0! | [9 empty] | #DIV/0!
[11 empty] | #DIV/0! | [9 empty] | #DIV/0!
[8 empty] | SP requiring CCE replacement | [9 empty] | SP with electricity >8 h | [6 empty] | SP w/o electricity or electricity <8 h | [6 empty] | SP with electricity >8 h | [6 empty] | SP w/o electricity or electricity <8 h
SP requiring no CCE replacement
| #DIV/0! | [7 empty] | #DIV/0! | [9 empty] | #DIV/0! | [6 empty] | #DIV/0! | [6 empty] | #DIV/0! | [6 empty] | #DIV/0!
| #DIV/0! | [7 empty] | #DIV/0! | [9 empty] | #DIV/0! | [6 empty] | #DIV/0! | [6 empty] | #DIV/0! | [6 empty] | #DIV/0!
| SP with electricity >8 h |  | SP w/o electricity or electricity <8 h |  | SP with electricity >8 h | [6 empty] | SP w/o electricity or electricity <8 h
| #DIV/0! |  | #DIV/0! |  |  | #DIV/0! | [6 empty] | #DIV/0!
[6 empty] | #DIV/0! | [6 empty] | #DIV/0!
|  |  |  | #DIV/0! |  | #DIV/0! | #DIV/0! |  | #DIV/0! |  | #DIV/0! |  | #DIV/0! | #DIV/0! | #DIV/0! |  | #DIV/0! |  | #DIV/0! |  | #DIV/0! | #DIV/0! |  | #DIV/0! |  | #DIV/0! |  | #DIV/0! | #DIV/0! |  | #DIV/0! |  | #DIV/0! |  | #DIV/0! | #DIV/0! |  | #DIV/0! |  | #DIV/0! | #DIV/0! | #DIV/0!
|  |  |  | <=60litres |  | 60-90litres | 90-120litres |  | >120litres |  | <=60litres |  | 60-90litres | 90-120litres | >120litres |  | <=60litres |  | 60-90litres |  | 90-120litres | >120litres |  | <=60litres |  | 60-90litres |  | 90-120litres | >120litres |  | <=60litres |  | 60-90litres |  | 90-120litres | >120litres |  | <=60litres |  | 60-90litres | 90-120litres | >120litres
|  |  |  | 30 |  | 60 | 90 |  | 120
| #DIV/0! |  |  | #DIV/0! | [12 empty] | #DIV/0! | [13 empty] | #DIV/0!
| #DIV/0! |  | #DIV/0! | #DIV/0! | [6 empty] | #DIV/0! | [5 empty] | #DIV/0! | [6 empty] | #DIV/0! | [6 empty] | #DIV/0! | [6 empty] | #DIV/0!
|  |  |  | #DIV/0! |  | #DIV/0! | #DIV/0! |  | #DIV/0! |  | #DIV/0! |  | #DIV/0! | #DIV/0! | #DIV/0! |  | #DIV/0! |  | #DIV/0! |  | #DIV/0! | #DIV/0! |  | #DIV/0! |  | #DIV/0! |  | #DIV/0! | #DIV/0! |  | #DIV/0! |  | #DIV/0! |  | #DIV/0! | #DIV/0! |  | #DIV/0! |  | #DIV/0! | #DIV/0! | #DIV/0!
|  |  |  | <=60litres |  | 60-90litres | 90-120litres |  | >120litres |  | <=60litres |  | 60-90litres | 90-120litres | >120litres |  | <=60litres |  | 60-90litres |  | 90-120litres | >120litres |  | <=60litres |  | 60-90litres |  | 90-120litres | >120litres |  | <=60litres |  | 60-90litres |  | 90-120litres | >120litres |  | <=60litres |  | 60-90litres | 90-120litres | >120litres
| #DIV/0! |  |  | #DIV/0! | [12 empty] | #DIV/0! | [13 empty] | #DIV/0!
| #DIV/0! |  | #DIV/0! | #DIV/0! | [6 empty] | #DIV/0! | [5 empty] | #DIV/0! | [6 empty] | #DIV/0! | [6 empty] | #DIV/0! | [6 empty] | #DIV/0!
| #DIV/0! |  | #DIV/0! | #DIV/0! | [6 empty] | #DIV/0! | [5 empty] | #DIV/0! | [6 empty] | #DIV/0! | [6 empty] | #DIV/0! | [6 empty] | #DIV/0!

## Segm3
Segmentation of health facilities (SP) | [36 empty] | SP
| Distribution(SP) | [17 empty] | Total number of SP | [17 empty] | SP with CCE | 1643
| SP with electricity >8 h | 63 | [34 empty] | SP w/o CCE | 211
| SP w/o electricity or electricity <8 h | 1791
1854
1854
[13 empty] | SP with electricity >8 h | [11 empty] | SP w/o electricity or electricity <8 h
[14 empty] | 63 | [11 empty] | 1791
[14 empty] | 63 | [11 empty] | 1791
[6 empty] | SP with CCE | [9 empty] | SP w/o CCE | [5 empty] | SP w/o CCE | [6 empty] | SP with CCE
[7 empty] | 60 | [9 empty] | 3 | [5 empty] | 208 | [6 empty] | 1583
[7 empty] | 60 | [9 empty] | #DIV/0! | [5 empty] | #DIV/0! | [6 empty] | 1583
|  |  |  | SP with PQS CCE | [6 empty] | SP w/o PQS CCE | [15 empty] | SP w/o PQS CCE | [5 empty] | SP with PQS CCE
[5 empty] | 58 | [6 empty] | 2 | [15 empty] | 97 | [5 empty] | 1486
[5 empty] | #DIV/0! | [28 empty] | #DIV/0!
|  | SP with adequate CC capacity | [6 empty] | SP w/o adequate CC capacity | [19 empty] | SP w/o adequate CC capacity | [5 empty] | SP with adequate CC capacity
|  |  | #DIV/0! | [6 empty] | #DIV/0! | [19 empty] | #DIV/0! | [5 empty] | #DIV/0!
|  |  | #DIV/0! | [6 empty] | #DIV/0! | [19 empty] | #DIV/0! | [5 empty] | #DIV/0!
SP requiring no CCE replacement |  | SP requiring CCE replacement | [32 empty] | SP requiring CCE replacement |  |  |  |  | SP requiring no CCE replacement
#DIV/0! |  |  | #DIV/0! | [32 empty] | #DIV/0! |  |  |  | #DIV/0!
| #DIV/0! |  | #DIV/0! |  | #DIV/0! |  | #DIV/0! | #DIV/0! |  | #DIV/0! |  | #DIV/0! |  | #DIV/0! | #DIV/0! |  | #DIV/0! | #DIV/0! |  | #DIV/0! | #DIV/0! |  | #DIV/0! | #DIV/0! |  | #DIV/0! |  | #DIV/0! |  | #DIV/0! | #DIV/0! | #DIV/0! |  | #DIV/0! |  | #DIV/0! | #DIV/0! |  | #DIV/0!
| <=60litres |  | 60-90litres |  | 90-120litres |  | >120litres | <=60litres |  | 60-90litres |  | 90-120litres |  | >120litres | <=60litres |  | 60-90litres | 90-120litres |  | >120litres | <=60litres |  | 60-90litres | 90-120litres |  | >120litres |  | <=60litres |  | 60-90litres | 90-120litres | >120litres |  | <=60litres |  | 60-90litres | 90-120litres |  | >120litres
| 30 |  | 60 |  | 90 |  | 120
#DIV/0! | [20 empty] | #DIV/0!
#DIV/0! | #DIV/0! | [6 empty] | #DIV/0! | [6 empty] | #DIV/0! | [5 empty] | #DIV/0! | [6 empty] | #DIV/0! | [5 empty] | #DIV/0! | [5 empty] | #DIV/0!
| #DIV/0! |  | #DIV/0! |  | #DIV/0! |  | #DIV/0! | #DIV/0! |  | #DIV/0! |  | #DIV/0! |  | #DIV/0! | #DIV/0! |  | #DIV/0! | #DIV/0! |  | #DIV/0! | #DIV/0! |  | #DIV/0! | #DIV/0! |  | #DIV/0! |  | #DIV/0! |  | #DIV/0! | #DIV/0! | #DIV/0! |  | #DIV/0! |  | #DIV/0! | #DIV/0! |  | #DIV/0!
| <=60litres |  | 60-90litres |  | 90-120litres |  | >120litres | <=60litres |  | 60-90litres |  | 90-120litres |  | >120litres | <=60litres |  | 60-90litres | 90-120litres |  | >120litres | <=60litres |  | 60-90litres | 90-120litres |  | >120litres |  | <=60litres |  | 60-90litres | 90-120litres | >120litres |  | <=60litres |  | 60-90litres | 90-120litres |  | >120litres
On-grid | #DIV/0! | [19 empty] | #DIV/0! | [18 empty] | Off-grid
CCE categories | Mains Refrigerator ≤60L |  |  |  | Mains Refrigerator >60<120L |  |  | Mains Refrigerator ≥120L |  |  |  | Mains Refr&Freez <60L |  |  | Mains Refr&Freez >60≤120L |  |  | Mains Refr&Freez ≥120L |  |  | SDD Refrigerator <60L |  |  | SDD Refrigerator ≥60<120L |  |  |  | SDD Refrigerator ≥120L |  |  | SDD Refr&Freez <60L |  |  | SDD Refr&Freez >60≤120L |  |  | SDD Refr&Freez >120L |  |  | CCE categories
Number of sites | #DIV/0! |  | #DIV/0! |  | #DIV/0! |  | #DIV/0! | #DIV/0! |  | #DIV/0! |  | #DIV/0! |  | #DIV/0! | #DIV/0! |  | #DIV/0! | #DIV/0! |  | #DIV/0! | #DIV/0! |  | #DIV/0! | #DIV/0! |  | #DIV/0! |  | #DIV/0! |  | #DIV/0! | #DIV/0! | #DIV/0! |  | #DIV/0! |  | #DIV/0! | #DIV/0! |  | #DIV/0! | Number of sites
Number of CCE | 0 CCE |  | 0 |  | 0 CCE |  | 0 | 0 CCE |  | 0 |  | 0 CCE |  | 0 | 0 CCE |  | 0 | 0 CCE |  | 0 | 0 CCE |  | 0 | 0 CCE |  | 0 |  | 0 CCE |  | 0 | 0 CCE | 0 |  | 0 CCE |  | 0 | 0 CCE |  | 0 | Number of CEE
| #DIV/0! |  |  |  | #DIV/0! |  |  | #DIV/0! |  |  |  | #DIV/0! |  |  | #DIV/0! |  |  | #DIV/0! |  |  | #DIV/0! |  |  | #DIV/0! |  |  |  | #DIV/0! |  |  | #DIV/0! |  |  | #DIV/0! |  |  | #DIV/0!

## Access (hidden)
Distribution of District per DTP-3 coverage & size of SPs |  |  | Distribution of District per population size & distance of SPs
| Province | CABO DELGADO

## Green_rev (hidden)
EPI-Tenga |  | 2026 | 2029
1 | All facilities (PR, SN, LD, SP)
| PR | 1
| SN | 0
| LD | 161
| SP | 1854
2 | LD facilities with CCE (refrigerator and refrigerator+freezer combo)
2.1.1 | Percentage of functional CCE | 0.94444
2.1.2 | Percentage of facilities with sufficient storage capacity | 0.94444
2.1.3 | Percentage of PQS-prequalified CCE | 449
2.1.4 | Percentage of PIS-prequalified CCE | 13
2.1.5 | Percentage of non-PQS-prequalified CCE
3 | LD facilities with functional CCE (refrigerator and refrigerator+freezer combo)
3.1.1 | Percentage with electricity
3.1.2 | Percentage with solar (SDD+SB)
3.1.3 | Percentage with kereosene
3.1.4 | Percentage with gas
4 | SP facilities
4.1.1 | No CCE
4.1.2 | CCE
5 | SP facilities with CCE (refrigerator and refrigerator+freezer combo)
5.1.1 | Percentage of functional CCE | 0.92888
5.2.1 | Percentage of facilities with sufficient storage capacity | 0.92888
5.2.2 | Percentage of facilities with insufficient storage capacity
5.3.1 | Percentage of PQS-prequalified CCE | 1719 | 0
5.3.2 | Percentage of PIS-prequalified CCE | 109
5.3.3 | Percentage of non-PQS-prequalified CCE
6 | SP facilities with functional CCE (refrigerator and refrigerator+freezer combo)
6.1.1 | Percentage with electricity
6.1.2 | Percentage with solar (SDD+SB)
6.1.3 | Percentage with kereosene
6.1.4 | Percentage with gas
7 | Service point density
8 | Average health facility supply distance
9 | Estimated annual costs
9.1.1 | Maintenance
9.1.2 | Energy
9.1.3 | Maintenance + energy
10 | Annual cO2 consumption (kg)
10.1.1 | Kerosene
10.1.2 | Gas
10.1.3 | Kerosene + gas

## kpi (hidden)
Ad26.COV2.S
SN1 | SN2 | LD | Province | Province | District | Rank1 LD | Rank2 LD |  | Province | Province | District | Coverage Penta-3 | Distance to supply average SP, km | No. of annual births per service |  | District | Coverage Penta-3 | Distance to supply average SP, km | No. of annual births per service
Armazém Provincial de Vacinas de Cabo Delgado |  | Depósito Distrital da Cidade de Pemba | 0 | MAPUTO CIDADE | KHAMPFUMO | 1 | 1 | 0 | 0 | MAPUTO CIDADE | KHAMPFUMO | 0 | #DIV/0! | 1691.6654 | 2 | CIDADE DE PEMBA | 0 | #DIV/0! | 2122.9477
Armazém Provincial de Vacinas de Niassa |  | Depósito D. METUGE |  | CABO DELGADO | CIDADE DE PEMBA | 2 | 2 | 0 | 0 | CABO DELGADO | CIDADE DE PEMBA | 0 | #DIV/0! | 2122.9477 | 3 | METUGE | 0 | #DIV/0! | 746.8531
Armazém Provincial de Vacinas de Nampula |  | Depósito D. ANCUABE |  | NIASSA | METUGE | 3 | 3 | 0 | 0 | CABO DELGADO | METUGE | 0 | #DIV/0! | 746.8531 | 4 | ANCUABE | 0 | #DIV/0! | 2019.7156
Armazém Provincial de Vacinas da Zambézia |  | Depósito D. MONTEPUEZ |  | NAMPULA | ANCUABE | 4 | 4 | 0 | 0 | CABO DELGADO | ANCUABE | 0 | #DIV/0! | 2019.7156 | 5 | MONTEPUEZ | 0 | #DIV/0! | 900.3662
Armazém Provincial de Vacinas de Sofala |  | Depósito D. MACOMIA |  | ZAMBÉZIA | MONTEPUEZ | 5 | 5 | 0 | 0 | CABO DELGADO | MONTEPUEZ | 0 | #DIV/0! | 900.3662 | 6 | MACOMIA | 0 | #DIV/0! | 738.5943
Armazém Provincial de Vacinas de Tete |  | Depósito D. BALAMA |  | SOFALA | MACOMIA | 6 | 6 | 0 | 0 | CABO DELGADO | MACOMIA | 0 | #DIV/0! | 738.5943 | 7 | BALAMA | 0 | #DIV/0! | 773.9205
Armazém Provincial de Vacinas de Manica |  | Depósito D. NAMUMO |  | TETE | BALAMA | 7 | 7 | 0 | 0 | CABO DELGADO | BALAMA | 0 | #DIV/0! | 773.9205 | 8 | NAMUMO | 0 | #DIV/0! | 948.6453
Armazém Provincial de Vacinas de Maputo Cidade |  | Depósito D. CHIURE |  | MANICA | NAMUMO | 8 | 8 | 0 | 0 | CABO DELGADO | NAMUMO | 0 | #DIV/0! | 948.6453 | 9 | CHIURE | 0 | #DIV/0! | 1534.2585
Armazém Provincial de Vacinas de Maputo Província |  | Depósito D. MECUFI |  | MAPUTO PROVÍNCIA | CHIURE | 9 | 9 | 0 | 0 | CABO DELGADO | CHIURE | 0 | #DIV/0! | 1534.2585 | 10 | MECUFI | 0 | #DIV/0! | 539.7037
Armazém Provincial de Vacinas de Gaza |  | Depósito D. MUEDA |  | GAZA | MECUFI | 10 | 10 | 0 | 0 | CABO DELGADO | MECUFI | 0 | #DIV/0! | 539.7037 | 11 | MUEDA | 0 | #DIV/0! | 569.0367
Armazém Provincial de Vacinas de Inhambane |  | Depósito D. MUIDUMBE |  | INHAMBANE | MUEDA | 11 | 11 | 0 | 0 | CABO DELGADO | MUEDA | 0 | #DIV/0! | 569.0367 | 12 | MUIDUMBE | 0 | #DIV/0! | 532.73
|  | Depósito D. NANGADE |  | Inhambane | MUIDUMBE | 12 | 12 | 0 | 0 | CABO DELGADO | MUIDUMBE | 0 | #DIV/0! | 532.73 | 13 | NANGADE | 0 | #DIV/0! | 629.9552
|  | Depósito D. IBO |  | Niassa | NANGADE | 13 | 13 | 0 | 0 | CABO DELGADO | NANGADE | 0 | #DIV/0! | 629.9552 | 14 | IBO | 0 | #DIV/0! | 563.8824
|  | Depósito D. MELUCO |  | 0 | IBO | 14 | 14 | 0 | 0 | CABO DELGADO | IBO | 0 | #DIV/0! | 563.8824 | 15 | MELUCO | 0 | #DIV/0! | 227.7349
|  | Depósito D. MOCIMBOA DA PRAIA |  |  | MELUCO | 15 | 15 | 0 | 0 | CABO DELGADO | MELUCO | 0 | #DIV/0! | 227.7349 | 16 | MOCIMBOA DA PRAIA | 0 | #DIV/0! | 735.0978
|  | Depósito D. PALMA |  |  | MOCIMBOA DA PRAIA | 16 | 16 | 0 | 0 | CABO DELGADO | MOCIMBOA DA PRAIA | 0 | #DIV/0! | 735.0978 | 17 | PALMA | 0 | #DIV/0! | 520.1644
|  | Depósito D. QUISSANGA |  |  | PALMA | 17 | 17 | 0 | 0 | CABO DELGADO | PALMA | 0 | #DIV/0! | 520.1644 | 18 | QUISSANGA | 0 | #DIV/0! | 228.8042
|  | Depósito D. LICHINGA |  |  | QUISSANGA | 18 | 18 | 0 | 0 | CABO DELGADO | QUISSANGA | 0 | #DIV/0! | 228.8042 |  |  | #N/A | #N/A | #N/A
|  | Depósito D. CHIMBONILA |  |  | DISTRITO DE LICHINGA | 19 | 19 | 0 | 0 | NIASSA | DISTRITO DE LICHINGA | 0 | #DIV/0! | 985.4767 |  |  | #N/A | #N/A | #N/A
|  | Depósito D. CUAMBA "Intermediário" |  |  | CHIMBONILA | 20 | 20 | 0 | 0 | NIASSA | CHIMBONILA | 0 | #DIV/0! | 302.2795 |  |  | #N/A | #N/A | #N/A
|  | Depósito D. MAJUNE |  |  | CUAMBA | 21 | 21 | 0 | 0 | NIASSA | CUAMBA | 0 | #DIV/0! | 737.083 |  |  | #N/A | #N/A | #N/A
|  | Depósito D. LAGO |  |  | MAJUNE | 22 | 22 | 0 | 0 | NIASSA | MAJUNE | 0 | #DIV/0! | 231.3673
|  | Depósito D. MANDIMBA |  |  | LAGO | 23 | 23 | 0 | 0 | NIASSA | LAGO | 0 | #DIV/0! | 424.44
|  | Depósito D. MARRUPA |  |  | MANDIMBA | 24 | 24 | 0 | 0 | NIASSA | MANDIMBA | 0 | #DIV/0! | 767.2533
|  | Depósito D. MAÚA |  |  | MARRUPA | 25 | 25 | 0 | 0 | NIASSA | MARRUPA | 0 | #DIV/0! | 406.1567
|  | Depósito D. MAVAGO |  |  | MAÚA | 26 | 26 | 0 | 0 | NIASSA | MAÚA | 0 | #DIV/0! | 369.6622
|  | Depósito D. MECANHELAS |  |  | MAVAGO | 27 | 27 | 0 | 0 | NIASSA | MAVAGO | 0 | #DIV/0! | 426.9933
|  | Depósito D. MECULA |  |  | MECANHELAS | 28 | 28 | 0 | 0 | NIASSA | MECANHELAS | 0 | #DIV/0! | 1009.8708
|  | Depósito D. METARICA |  |  | MECULA | 29 | 29 | 0 | 0 | NIASSA | MECULA | 0 | #DIV/0! | 176.16
|  | Depósito D. MUEMBE |  |  | METARICA | 30 | 30 | 0 | 0 | NIASSA | METARICA | 0 | #DIV/0! | 415
|  | Depósito D. NGAÚMA |  |  | MUEMBE | 31 | 31 | 0 | 0 | NIASSA | MUEMBE | 0 | #DIV/0! | 293.335
|  | Depósito D. NIPEPE |  |  | NGAÚMA | 32 | 32 | 0 | 0 | NIASSA | NGAÚMA | 0 | #DIV/0! | 502.968
|  | Depósito D. SANGA |  |  | NIPEPE | 33 | 33 | 0 | 0 | NIASSA | NIPEPE | 0 | #DIV/0! | 178.7189
|  | Depósito D. ANGOCHE "Intermediário" |  |  | SANGA | 34 | 34 | 0 | 0 | NIASSA | SANGA | 0 | #DIV/0! | 385.3743
|  | Depósito D. CIDADE DE NAMPULA |  |  | NAMPULA | 35 | 35 | 0 | 0 | NAMPULA | NAMPULA | 0 | #DIV/0! | 1971.0163
|  | Depósito D. ERATI |  |  | ANGOCHE | 36 | 36 | 0 | 0 | NAMPULA | ANGOCHE | 0 | #DIV/0! | 781.0796
|  | Depósito D. MOSSURIL |  |  | ERATI | 37 | 37 | 0 | 0 | NAMPULA | ERATI | 0 | #DIV/0! | 1874.1236
|  | Depósito D. ILHA DE MOÇAMBIQUE |  |  | MOSSURIL | 38 | 38 | 0 | 0 | NAMPULA | MOSSURIL | 0 | #DIV/0! | 535.2167
|  | Depósito D. NACALA PORTO |  |  | ILHA DE MOÇAMBIQUE | 39 | 39 | 0 | 0 | NAMPULA | ILHA DE MOÇAMBIQUE | 0 | #DIV/0! | 738.2946
|  | Depósito D. NACALA A VELHA |  |  | NACALA PORTO | 40 | 40 | 0 | 0 | NAMPULA | NACALA PORTO | 0 | #DIV/0! | 1597.1352
|  | Depósito D. MEMBA |  |  | NACALA A VELHA | 41 | 41 | 0 | 0 | NAMPULA | NACALA A VELHA | 0 | #DIV/0! | 750.1715
|  | Depósito D. MUECATE |  |  | MEMBA | 42 | 42 | 0 | 0 | NAMPULA | MEMBA | 0 | #DIV/0! | 936.8923
|  | Depósito D. MURRUPULA |  |  | MUECATE | 43 | 43 | 0 | 0 | NAMPULA | MUECATE | 0 | #DIV/0! | 1128.5782
|  | Depósito D. NACAROA |  |  | MURRUPULA | 44 | 44 | 0 | 0 | NAMPULA | MURRUPULA | 0 | #DIV/0! | 886.565
|  | Depósito D. RAPALE |  |  | NACAROA | 45 | 45 | 0 | 0 | NAMPULA | NACAROA | 0 | #DIV/0! | 881.8628
|  | Depósito D. MOMA |  |  | RAPALE | 46 | 46 | 0 | 0 | NAMPULA | RAPALE | 0 | #DIV/0! | 1152.064
|  | Depósito D. MOGINCUAL |  |  | MOMA | 47 | 47 | 0 | 0 | NAMPULA | MOMA | 0 | #DIV/0! | 2630.6385
|  | Depósito D. MALEMA |  |  | MOGINCUAL | 48 | 48 | 0 | 0 | NAMPULA | MOGINCUAL | 0 | #DIV/0! | 1375.7234
|  | Depósito D. MECUBURI |  |  | MALEMA | 49 | 49 | 0 | 0 | NAMPULA | MALEMA | 0 | #DIV/0! | 1075.868
|  | Depósito D. RIBAUE |  |  | MECUBURI | 50 | 50 | 0 | 0 | NAMPULA | MECUBURI | 0 | #DIV/0! | 709.7561
|  | Depósito D. LALAUA |  |  | RIBAUE | 51 | 51 | 0 | 0 | NAMPULA | RIBAUE | 0 | #DIV/0! | 1858.0364
|  | Depósito D. MOGOVOLAS |  |  | LALAUA | 52 | 52 | 0 | 0 | NAMPULA | LALAUA | 0 | #DIV/0! | 873.976
|  | Depósito D. LARDE |  |  | MOGOVOLAS | 53 | 53 | 0 | 0 | NAMPULA | MOGOVOLAS | 0 | #DIV/0! | 2385.72
|  | Depósito D. MECONTA |  |  | LARDE | 54 | 54 | 0 | 0 | NAMPULA | LARDE | 0 | #DIV/0! | 684.2578
|  | Depósito D. MONAPO |  |  | MECONTA | 55 | 55 | 0 | 0 | NAMPULA | MECONTA | 0 | #DIV/0! | 1105.6933
|  | Depósito D. LIUPO |  |  | MONAPO | 56 | 56 | 0 | 0 | NAMPULA | MONAPO | 0 | 335042 | 959.3558
|  | Depósito D. Quelimane |  |  | LIUPO | 57 | 57 | 0 | 0 | NAMPULA | LIUPO | 0 | #DIV/0! | 694.112
|  | Depósito D. CHINDE |  |  | QUELIMANE | 58 | 58 | 0 | 0 | ZAMBÉZIA | QUELIMANE | 0 | #DIV/0! | 2839.9655
|  | Depósito D. DERRE |  |  | CHINDE | 59 | 59 | 0 | 0 | ZAMBÉZIA | CHINDE | 0 | #DIV/0! | 1032.836
|  | Depósito D. NAMACURRA |  |  | DERRE | 60 | 60 | 0 | 0 | ZAMBÉZIA | DERRE | 0 | #DIV/0! | 654.69
|  | Depósito D. NAMARROI |  |  | NAMACURRA | 61 | 61 | 0 | 0 | ZAMBÉZIA | NAMACURRA | 0 | #DIV/0! | 1354.2816
|  | Depósito D. MAGANJA DA COSTA |  |  | NAMARROI | 62 | 62 | 0 | 0 | ZAMBÉZIA | NAMARROI | 0 | #DIV/0! | 761.9012
|  | Depósito D. MOCUBELA |  |  | MAGANJA DA COSTA | 63 | 63 | 0 | 0 | ZAMBÉZIA | MAGANJA DA COSTA | 0 | #DIV/0! | 999.468
|  | Depósito D. PEBANE |  |  | MOCUBELA | 64 | 64 | 0 | 0 | ZAMBÉZIA | MOCUBELA | 0 | #DIV/0! | 791.8411
|  | Depósito D. GILE |  |  | PEBANE | 65 | 65 | 0 | 0 | ZAMBÉZIA | PEBANE | 0 | #DIV/0! | 851.7312
|  | Depósito D. ALTO MOLÓCUÈ |  |  | GILÉ | 66 | 66 | 0 | 0 | ZAMBÉZIA | GILÉ | 0 | #DIV/0! | 712.6667
|  | Depósito D. ILE "Intermediário" |  |  | ALTO MOLÓCUE | 67 | 67 | 0 | 0 | ZAMBÉZIA | ALTO MOLÓCUE | 0 | #DIV/0! | 1553.4753
|  | Depósito D. GURUE |  |  | ILE | 68 | 68 | 0 | 0 | ZAMBÉZIA | ILE | 0 | #DIV/0! | 865.5508
|  | Depósito D. MOLUMBO |  |  | GURUE | 69 | 69 | 0 | 0 | ZAMBÉZIA | GURUE | 0 | #DIV/0! | 998.365
|  | Depósito D. MILANGE |  |  | MOLUMBO | 70 | 70 | 0 | 0 | ZAMBÉZIA | MOLUMBO | 0 | #DIV/0! | 651.1794
|  | Depósito D. LUGELA |  |  | MILANGE | 71 | 71 | 0 | 0 | ZAMBÉZIA | MILANGE | 0 | #DIV/0! | 3057.5117
|  | Depósito D. MOCUBA "Intermediário" |  |  | LUGELA | 72 | 72 | 0 | 0 | ZAMBÉZIA | LUGELA | 0 | #DIV/0! | 606.0588
|  | Depósito D. MORRUMBALA |  |  | MOCUBA | 73 | 73 | 0 | 0 | ZAMBÉZIA | MOCUBA | 0 | #DIV/0! | 728.1124
|  | Depósito D. MOLEVALA |  |  | MORRUMBALA | 74 | 74 | 0 | 0 | ZAMBÉZIA | MORRUMBALA | 0 | #DIV/0! | 703.5418
|  | Depósito D. MOPEIA "Intermediário" |  |  | MOLEVALA | 75 | 75 | 0 | 0 | ZAMBÉZIA | MOLEVALA | 0 | #DIV/0! | 855.657
|  | Depósito D. INHASSUNGE |  |  | MOPEIA | 76 | 76 | 0 | 0 | ZAMBÉZIA | MOPEIA | 0 | #DIV/0! | 652.9404
|  | Depósito D. NICOADALA |  |  | INHASSUNGE | 77 | 77 | 0 | 0 | ZAMBÉZIA | INHASSUNGE | 0 | #DIV/0! | 520.6159
|  | Depósito D. LUABO |  |  | NICOADALA | 78 | 78 | 0 | 0 | ZAMBÉZIA | NICOADALA | 0 | #DIV/0! | 819.6564
|  | Depósito D. BEIRA |  |  | LUABO | 79 | 79 | 0 | 0 | ZAMBÉZIA | LUABO | 0 | #DIV/0! | 508.4707
|  | Depósito D. MARINGUE |  |  | DISTRITO DA BEIRA | 80 | 80 | 0 | 0 | SOFALA | DISTRITO DA BEIRA | 0 | #DIV/0! | 1799.5086
|  | Depósito D. CHEMBA |  |  | MARINGUE | 81 | 81 | 0 | 0 | SOFALA | MARINGUE | 0 | #DIV/0! | 505.3621
|  | Depósito D. CAIA |  |  | CHEMBA | 82 | 82 | 0 | 0 | SOFALA | CHEMBA | 0 | #DIV/0! | 478.623
|  | Depósito D. MARROMEU |  |  | CAIA | 83 | 83 | 0 | 0 | SOFALA | CAIA | 0 | #DIV/0! | 373.2
|  | Depósito D. CHERINGOMA |  |  | MARROMEU | 84 | 84 | 0 | 0 | SOFALA | MARROMEU | 0 | #DIV/0! | 850.6399
|  | Depósito D. GORONGOZA |  |  | CHERINGOMA | 85 | 85 | 0 | 0 | SOFALA | CHERINGOMA | 0 | #DIV/0! | 335.4218
|  | Depósito D. CHIBABAVA |  |  | GORONGOZA | 86 | 86 | 0 | 0 | SOFALA | GORONGOZA | 0 | #DIV/0! | 437.0234
|  | Depósito D. NHAMATANDA |  |  | CHIBABAVA | 87 | 87 | 0 | 0 | SOFALA | CHIBABAVA | 0 | #DIV/0! | 499.686
|  | Depósito D. DONDO |  |  | NHAMATANDA | 88 | 88 | 0 | 0 | SOFALA | NHAMATANDA | 0 | #DIV/0! | 1333.1143
|  | Depósito D. MUANZA |  |  | DONDO | 89 | 89 | 0 | 0 | SOFALA | DONDO | 0 | #DIV/0! | 391.7522
|  | Depósito D. BUZI |  |  | MUANZA | 90 | 90 | 0 | 0 | SOFALA | MUANZA | 0 | #DIV/0! | 380.5058
|  | Depósito D. MACHANGA |  |  | BUZI | 91 | 91 | 0 | 0 | SOFALA | BUZI | 0 | #DIV/0! | 468.414
|  | Depósito D. MOATIZE |  |  | MACHANGA | 92 | 92 | 0 | 0 | SOFALA | MACHANGA | 0 | #DIV/0! | 333.476
|  | Depósito D. CHIUTA |  |  | CIDADE DE TETE | 93 | 93 | 0 | 0 | TETE | CIDADE DE TETE | 0 | #DIV/0! | 2277.83
|  | Depósito D. MARARA |  |  | MOATIZE | 94 | 94 | 0 | 0 | TETE | MOATIZE | 0 | #DIV/0! | 1145.3511
|  | Depósito D. CAHORA BASSA |  |  | CHIUTA | 95 | 95 | 0 | 0 | TETE | CHIUTA | 0 | #DIV/0! | 719.6651
|  | Depósito D. MAGOE |  |  | MARARA | 96 | 96 | 0 | 0 | TETE | MARARA | 0 | #DIV/0! | 641.3614
|  | Depósito D. ANGÓNIA |  |  | CAHORA BASSA | 97 | 97 | 0 | 0 | TETE | CAHORA BASSA | 0 | #DIV/0! | 867.428
|  | Depósito D. CHIFUNDE |  |  | MAGOE | 98 | 98 | 0 | 0 | TETE | MAGOE | 0 | #DIV/0! | 763.7234
|  | Depósito D. MACANGA |  |  | ANGÓNIA | 99 | 99 | 0 | 0 | TETE | ANGÓNIA | 0 | #DIV/0! | 1234.4918
|  | Depósito D. MARÁVIA |  |  | CHIFUNDE | 100 | 100 | 0 | 0 | TETE | CHIFUNDE | 0 | #DIV/0! | 1597.476
|  | Depósito D. ZUMBO |  |  | MACANGA | 101 | 101 | 0 | 0 | TETE | MACANGA | 0 | #DIV/0! | 916.5467
|  | Depósito D. TSANGANO |  |  | MARÁVIA | 102 | 102 | 0 | 0 | TETE | MARÁVIA | 0 | #DIV/0! | 669.82
|  | Depósito D. CHANGARA |  |  | ZUMBO | 103 | 103 | 0 | 0 | TETE | ZUMBO | 0 | #DIV/0! | 477.2836
|  | Depósito D. DOA |  |  | TSANGANO | 104 | 104 | 0 | 0 | TETE | TSANGANO | 0 | #DIV/0! | 564.045
|  | Depósito D. MUTARARA |  |  | CHANGARA | 105 | 105 | 0 | 0 | TETE | CHANGARA | 0 | #DIV/0! | 662.86
|  | Depósito D. da CIDADE DE TETE |  |  | DOA | 106 | 106 | 0 | 0 | TETE | DOA | 0 | #DIV/0! | 1025.2457
|  | Depósito D. CIDADE DE CHIMOIO |  |  | MUTARARA | 107 | 107 | 0 | 0 | TETE | MUTARARA | 0 | #DIV/0! | 996.3018
|  | Depósito D. MANICA |  |  | CIDADE DE CHIMOIO | 108 | 108 | 0 | 0 | MANICA | CIDADE DE CHIMOIO | 0 | #DIV/0! | 3060.645
|  | Depósito D. MACATE |  |  | MANICA | 109 | 109 | 0 | 0 | MANICA | MANICA | 0 | #DIV/0! | 536.422
|  | Depósito D. MOSSURIZE |  |  | MACATE | 110 | 110 | 0 | 0 | MANICA | MACATE | 0 | #DIV/0! | 684.7091
|  | Depósito D. MACHAZE |  |  | MOSSURIZE | 111 | 111 | 0 | 0 | MANICA | MOSSURIZE | 0 | #DIV/0! | 885.9538
|  | Depósito D. GONDOLA |  |  | MACHAZE | 112 | 112 | 0 | 0 | MANICA | MACHAZE | 0 | #DIV/0! | 446.8656
|  | Depósito D. BÁRUE |  |  | GONDOLA | 113 | 113 | 0 | 0 | MANICA | GONDOLA | 0 | #DIV/0! | 696.6833
|  | Depósito D. MACOSSA |  |  | BÁRUE | 114 | 114 | 0 | 0 | MANICA | BÁRUE | 0 | #DIV/0! | 912.7788
|  | Depósito D. SUSSUNDENGA |  |  | MACOSSA | 115 | 115 | 0 | 0 | MANICA | MACOSSA | 0 | #DIV/0! | 603.4585
|  | Depósito D. VANDUZI |  |  | SUSSUNDENGA | 116 | 116 | 0 | 0 | MANICA | SUSSUNDENGA | 0 | #DIV/0! | 562.2871
|  | Depósito D. GURO |  |  | VANDUZI | 117 | 117 | 0 | 0 | MANICA | VANDUZI | 0 | #DIV/0! | 332.3022
|  | Depósito D. TAMBARA |  |  | GURO | 118 | 118 | 0 | 0 | MANICA | GURO | 0 | #DIV/0! | 399.81
|  | Depósito D. KHAMPFUMO |  |  | TAMBARA | 119 | 119 | 0 | 0 | MANICA | TAMBARA | 0 | #DIV/0! | 372.51
|  | Depósito D. NLHAMANKULU |  |  | NLHAMANKULU | 120 | 120 | 0 | 0 | MAPUTO CIDADE | NLHAMANKULU | 0 | #DIV/0! | 1577.512
|  | Depósito D. KAMAXAQUENE |  |  | KAMAXAQUENE | 121 | 121 | 0 | 0 | MAPUTO CIDADE | KAMAXAQUENE | 0 | #DIV/0! | 2671.8497
|  | Depósito D. KAMAVOTA |  |  | KAMAVOTA | 122 | 122 | 0 | 0 | MAPUTO CIDADE | KAMAVOTA | 0 | #DIV/0! | 1539.12
|  | Depósito D. KAMABUKWANE |  |  | KAMABUKWANE | 123 | 123 | 0 | 0 | MAPUTO CIDADE | KAMABUKWANE | 0 | #DIV/0! | 1822.8964
|  | Depósito D. KHATEMBE |  |  | KHATEMBE | 124 | 124 | 0 | 0 | MAPUTO CIDADE | KHATEMBE | 0 | #DIV/0! | 214.782
|  | Depósito D. KANYAKA |  |  | KANYAKA | 125 | 125 | 0 | 0 | MAPUTO CIDADE | KANYAKA | 0 | #DIV/0! | 73.0196
|  | Depósito D. MATOLA |  |  | MATOLA | 126 | 126 | 0 | 0 | MAPUTO PROVÍNCIA | MATOLA | 0 | #DIV/0! | 2893.3648
|  | Depósito D. NAMAACHA |  |  | NAMAACHA | 127 | 127 | 0 | 0 | MAPUTO PROVÍNCIA | NAMAACHA | 0 | #DIV/0! | 440.0618
|  | Depósito D. MATUTUINE |  |  | MATUTUINE | 128 | 128 | 0 | 0 | MAPUTO PROVÍNCIA | MATUTUINE | 0 | #DIV/0! | 384.328
|  | Depósito D. BOANE |  |  | BOANE | 129 | 129 | 0 | 0 | MAPUTO PROVÍNCIA | BOANE | 0 | #DIV/0! | 616.534
|  | Depósito D. MOAMBA |  |  | MOAMBA | 130 | 130 | 0 | 0 | MAPUTO PROVÍNCIA | MOAMBA | 0 | #DIV/0! | 302.7233
|  | Depósito D. MAGUDE |  |  | MAGUDE | 131 | 131 | 0 | 0 | MAPUTO PROVÍNCIA | MAGUDE | 0 | #DIV/0! | 714.7532
|  | Depósito D. MANHIÇA |  |  | MANHIÇA | 132 | 132 | 0 | 0 | MAPUTO PROVÍNCIA | MANHIÇA | 0 | #DIV/0! | 580.1181
|  | Depósito D. MARRACUENE |  |  | MARRACUENE | 133 | 133 | 0 | 0 | MAPUTO PROVÍNCIA | MARRACUENE | 0 | #DIV/0! | 608.95
|  | Depósito D. XAI-XAI |  |  | XAI-XAI | 134 | 134 | 0 | 0 | GAZA | XAI-XAI | 0 | #DIV/0! | 667.7299
|  | Depósito D. CHONGOENE |  |  | CHONGOENE | 135 | 135 | 0 | 0 | GAZA | CHONGOENE | 0 | #DIV/0! | 321.191
|  | Depósito D. MANDLAKAZI |  |  | MANDLAKAZI | 136 | 136 | 0 | 0 | GAZA | MANDLAKAZI | 0 | #DIV/0! | 326.6343
|  | Depósito D. CHIBUTO |  |  | CHIBUTO | 137 | 137 | 0 | 0 | GAZA | CHIBUTO | 0 | #DIV/0! | 446.1962
|  | Depósito D. LIMPOPO |  |  | LIMPOPO | 138 | 138 | 0 | 0 | GAZA | LIMPOPO | 0 | #DIV/0! | 731.6711
|  | Depósito D. BILENE |  |  | BILENE | 139 | 139 | 0 | 0 | GAZA | BILENE | 0 | #DIV/0! | 522.1388
|  | Depósito D. CHOKWÉ |  |  | CHOKWÉ | 140 | 140 | 0 | 0 | GAZA | CHOKWÉ | 0 | #DIV/0! | 384.8729
|  | Depósito D. GUIJÁ |  |  | GUIJÁ | 141 | 141 | 0 | 0 | GAZA | GUIJÁ | 0 | #DIV/0! | 310.19
|  | Depósito D. CHICUALACUALA |  |  | CHICUALACUALA | 142 | 142 | 0 | 0 | GAZA | CHICUALACUALA | 0 | #DIV/0! | 167.2533
|  | Depósito D. MAPAI |  |  | MAPAI | 143 | 143 | 0 | 0 | GAZA | MAPAI | 0 | #DIV/0! | 502.617
|  | Depósito D. MASSANGENA |  |  | MASSANGENA | 144 | 144 | 0 | 0 | GAZA | MASSANGENA | 0 | #DIV/0! | 192.62
|  | Depósito D. MABALANE |  |  | MABALANE | 145 | 145 | 0 | 0 | GAZA | MABALANE | 0 | #DIV/0! | 154.732
|  | Depósito D. CHIGUBO |  |  | CHIGUBO | 146 | 146 | 0 | 0 | GAZA | CHIGUBO | 0 | #DIV/0! | 214.1012
|  | Depósito D. MASSINGIR |  |  | MASSINGIR | 147 | 147 | 0 | 0 | GAZA | MASSINGIR | 0 | #DIV/0! | 175.3801
|  | Depósito D. GOVURO |  |  | CIDADE DE INHAMBANE | 148 | 148 | 0 | 0 | INHAMBANE | CIDADE DE INHAMBANE | 0 | #DIV/0! | 690.416
|  | Depósito D. INHASSORO |  |  | GOVURO | 149 | 149 | 0 | 0 | INHAMBANE | GOVURO | 0 | #DIV/0! | 195.9699
|  | Depósito D. VILANCULOS "Intermediário" |  |  | INHASSORO | 150 | 150 | 0 | 0 | INHAMBANE | INHASSORO | 0 | #DIV/0! | 232.4272
|  | Depósito D. MABOTE |  |  | VILANCULOS | 151 | 151 | 0 | 0 | INHAMBANE | VILANCULOS | 0 | #DIV/0! | 379.8965
|  | Depósito D. FUNHALOURO |  |  | MABOTE | 152 | 152 | 0 | 0 | INHAMBANE | MABOTE | 0 | #DIV/0! | 263.995
|  | Depósito D. MASSINGA |  |  | FUNHALOURO | 153 | 153 | 0 | 0 | INHAMBANE | FUNHALOURO | 0 | #DIV/0! | 109.5267
|  | Depósito D. MORRUMBENE |  |  | MASSINGA | 154 | 154 | 0 | 0 | INHAMBANE | MASSINGA | 0 | #DIV/0! | 622.0775
|  | Depósito D. MAXIXE |  |  | MORRUMBENE | 155 | 155 | 0 | 0 | INHAMBANE | MORRUMBENE | 0 | #DIV/0! | 315.24
|  | Depósito D. ZAVALA |  |  | MAXIXE | 156 | 156 | 0 | 0 | INHAMBANE | MAXIXE | 0 | #DIV/0! | 486.8277
|  | Depósito D. INHARRIME |  |  | ZAVALA | 157 | 157 | 0 | 0 | INHAMBANE | ZAVALA | 0 | #DIV/0! | 448.5475
|  | Depósito D. PANDA |  |  | INHARRIME | 158 | 158 | 0 | 0 | INHAMBANE | INHARRIME | 0 | #DIV/0! | 357.4336
|  | Depósito D. JANGAMO |  |  | PANDA | 159 | 159 | 0 | 0 | INHAMBANE | PANDA | 0 | #DIV/0! | 480.3218
|  | Depósito D. HOMOINE |  |  | JANGAMO | 160 | 160 | 0 | 0 | INHAMBANE | JANGAMO | 0 | #DIV/0! | 489.5778
|  | Depósito D. da Cidade de Inhambane |  |  | HOMOINE | 161 | 161 | 0 | 0 | INHAMBANE | HOMOINE | 0 | #DIV/0! | 282.6371
[5 empty] | MECANHELAS | 162 | 162 | 0 | 0 | Niassa | MECANHELAS | #N/A | #DIV/0! | 0
[5 empty] | 0 |  |  | 0 |  |  |  | #N/A | #N/A | #N/A
[8 empty] | 0 |  |  |  | #N/A | #N/A | #N/A
[8 empty] | 0 |  |  |  | #N/A | #N/A | #N/A
[8 empty] | 0 |  |  |  | #N/A | #N/A | #N/A
[8 empty] | 0 |  |  |  | #N/A | #N/A | #N/A
[8 empty] | 0 |  |  |  | #N/A | #N/A | #N/A
[8 empty] | 0 |  |  |  | #N/A | #N/A | #N/A
[8 empty] | 0 |  |  |  | #N/A | #N/A | #N/A
[8 empty] | 0 |  |  |  | #N/A | #N/A | #N/A
[8 empty] | 0 |  |  |  | #N/A | #N/A | #N/A
[8 empty] | 0 |  |  |  | #N/A | #N/A | #N/A
[8 empty] | 0 |  |  |  | #N/A | #N/A | #N/A
[8 empty] | 0 |  |  |  | #N/A | #N/A | #N/A
[8 empty] | 0 |  |  |  | #N/A | #N/A | #N/A
[8 empty] | 0 |  |  |  | #N/A | #N/A | #N/A
[8 empty] | 0 |  |  |  | #N/A | #N/A | #N/A
[8 empty] | 0 |  |  |  | #N/A | #N/A | #N/A
[8 empty] | 0 |  |  |  | #N/A | #N/A | #N/A
[8 empty] | 0 |  |  |  | #N/A | #N/A | #N/A
[8 empty] | 0 |  |  |  | #N/A | #N/A | #N/A
[8 empty] | 0 |  |  |  | #N/A | #N/A | #N/A
[8 empty] | 0 |  |  |  | #N/A | #N/A | #N/A
[8 empty] | 0 |  |  |  | #N/A | #N/A | #N/A
[8 empty] | 0 |  |  |  | #N/A | #N/A | #N/A
[8 empty] | 0 |  |  |  | #N/A | #N/A | #N/A
[8 empty] | 0 |  |  |  | #N/A | #N/A | #N/A
[8 empty] | 0 |  |  |  | #N/A | #N/A | #N/A
[8 empty] | 0 |  |  |  | #N/A | #N/A | #N/A
[8 empty] | 0 |  |  |  | #N/A | #N/A | #N/A
[8 empty] | 0 |  |  |  | #N/A | #N/A | #N/A
[8 empty] | 0 |  |  |  | #N/A | #N/A | #N/A
[8 empty] | 0 |  |  |  | #N/A | #N/A | #N/A
[8 empty] | 0 |  |  |  | #N/A | #N/A | #N/A
[8 empty] | 0 |  |  |  | #N/A | #N/A | #N/A
[8 empty] | 0 |  |  |  | #N/A | #N/A | #N/A
[8 empty] | 0 |  |  |  | #N/A | #N/A | #N/A
[8 empty] | 0 |  |  |  | #N/A | #N/A | #N/A
[8 empty] | 0 |  |  |  | #N/A | #N/A | #N/A
[8 empty] | 0 |  |  |  | #N/A | #N/A | #N/A
[8 empty] | 0 |  |  |  | #N/A | #N/A | #N/A
[8 empty] | 0 |  |  |  | #N/A | #N/A | #N/A
[8 empty] | 0 |  |  |  | #N/A | #N/A | #N/A
[8 empty] | 0 |  |  |  | #N/A | #N/A | #N/A
[8 empty] | 0 |  |  |  | #N/A | #N/A | #N/A
[8 empty] | 0 |  |  |  | #N/A | #N/A | #N/A
[8 empty] | 0 |  |  |  | #N/A | #N/A | #N/A
[8 empty] | 0 |  |  |  | #N/A | #N/A | #N/A
[8 empty] | 0 |  |  |  | #N/A | #N/A | #N/A
[8 empty] | 0 |  |  |  | #N/A | #N/A | #N/A
[8 empty] | 0 |  |  |  | #N/A | #N/A | #N/A
[8 empty] | 0 |  |  |  | #N/A | #N/A | #N/A
[8 empty] | 0 |  |  |  | #N/A | #N/A | #N/A
[8 empty] | 0 |  |  |  | #N/A | #N/A | #N/A
[8 empty] | 0 |  |  |  | #N/A | #N/A | #N/A
[8 empty] | 0 |  |  |  | #N/A | #N/A | #N/A
[8 empty] | 0 |  |  |  | #N/A | #N/A | #N/A
[8 empty] | 0 |  |  |  | #N/A | #N/A | #N/A
[8 empty] | 0 |  |  |  | #N/A | #N/A | #N/A
[8 empty] | 0 |  |  |  | #N/A | #N/A | #N/A
[8 empty] | 0 |  |  |  | #N/A | #N/A | #N/A
[8 empty] | 0 |  |  |  | #N/A | #N/A | #N/A
[8 empty] | 0 |  |  |  | #N/A | #N/A | #N/A
[8 empty] | 0 |  |  |  | #N/A | #N/A | #N/A
[8 empty] | 0 |  |  |  | #N/A | #N/A | #N/A
[8 empty] | 0 |  |  |  | #N/A | #N/A | #N/A
[8 empty] | 0 |  |  |  | #N/A | #N/A | #N/A
[8 empty] | 0 |  |  |  | #N/A | #N/A | #N/A
[8 empty] | 0 |  |  |  | #N/A | #N/A | #N/A
[8 empty] | 0 |  |  |  | #N/A | #N/A | #N/A
[8 empty] | 0 |  |  |  | #N/A | #N/A | #N/A
[8 empty] | 0 |  |  |  | #N/A | #N/A | #N/A
[8 empty] | 0 |  |  |  | #N/A | #N/A | #N/A
[8 empty] | 0 |  |  |  | #N/A | #N/A | #N/A
[8 empty] | 0 |  |  |  | #N/A | #N/A | #N/A
[8 empty] | 0 |  |  |  | #N/A | #N/A | #N/A
[8 empty] | 0 |  |  |  | #N/A | #N/A | #N/A
[8 empty] | 0 |  |  |  | #N/A | #N/A | #N/A
[8 empty] | 0 |  |  |  | #N/A | #N/A | #N/A
[8 empty] | 0 |  |  |  | #N/A | #N/A | #N/A
[8 empty] | 0 |  |  |  | #N/A | #N/A | #N/A
[8 empty] | 0 |  |  |  | #N/A | #N/A | #N/A
[8 empty] | 0 |  |  |  | #N/A | #N/A | #N/A
[8 empty] | 0 |  |  |  | #N/A | #N/A | #N/A
[8 empty] | 0 |  |  |  | #N/A | #N/A | #N/A
[8 empty] | 0 |  |  |  | #N/A | #N/A | #N/A
[8 empty] | 0 |  |  |  | #N/A | #N/A | #N/A
[8 empty] | 0 |  |  |  | #N/A | #N/A | #N/A
[8 empty] | 0 |  |  |  | #N/A | #N/A | #N/A
[8 empty] | 0 |  |  |  | #N/A | #N/A | #N/A
[8 empty] | 0 |  |  |  | #N/A | #N/A | #N/A
[8 empty] | 0 |  |  |  | #N/A | #N/A | #N/A
[8 empty] | 0 |  |  |  | #N/A | #N/A | #N/A
[8 empty] | 0 |  |  |  | #N/A | #N/A | #N/A
[8 empty] | 0 |  |  |  | #N/A | #N/A | #N/A
[8 empty] | 0 |  |  |  | #N/A | #N/A | #N/A
[8 empty] | 0 |  |  |  | #N/A | #N/A | #N/A
[8 empty] | 0 |  |  |  | #N/A | #N/A | #N/A
[8 empty] | 0 |  |  |  | #N/A | #N/A | #N/A
[8 empty] | 0 |  |  |  | #N/A | #N/A | #N/A
[8 empty] | 0 |  |  |  | #N/A | #N/A | #N/A
[8 empty] | 0 |  |  |  | #N/A | #N/A | #N/A
[8 empty] | 0 |  |  |  | #N/A | #N/A | #N/A
[8 empty] | 0 |  |  |  | #N/A | #N/A | #N/A
[8 empty] | 0 |  |  |  | #N/A | #N/A | #N/A
[8 empty] | 0 |  |  |  | #N/A | #N/A | #N/A
[8 empty] | 0 |  |  |  | #N/A | #N/A | #N/A
[8 empty] | 0 |  |  |  | #N/A | #N/A | #N/A
[8 empty] | 0 |  |  |  | #N/A | #N/A | #N/A
[8 empty] | 0 |  |  |  | #N/A | #N/A | #N/A
[8 empty] | 0 |  |  |  | #N/A | #N/A | #N/A
[8 empty] | 0 |  |  |  | #N/A | #N/A | #N/A
[8 empty] | 0 |  |  |  | #N/A | #N/A | #N/A
[8 empty] | 0 |  |  |  | #N/A | #N/A | #N/A
[8 empty] | 0 |  |  |  | #N/A | #N/A | #N/A
[8 empty] | 0 |  |  |  | #N/A | #N/A | #N/A
[8 empty] | 0 |  |  |  | #N/A | #N/A | #N/A
[8 empty] | 0 |  |  |  | #N/A | #N/A | #N/A
[8 empty] | 0 |  |  |  | #N/A | #N/A | #N/A
[8 empty] | 0 |  |  |  | #N/A | #N/A | #N/A
[8 empty] | 0 |  |  |  | #N/A | #N/A | #N/A
[8 empty] | 0 |  |  |  | #N/A | #N/A | #N/A
[8 empty] | 0 |  |  |  | #N/A | #N/A | #N/A
[8 empty] | 0 |  |  |  | #N/A | #N/A | #N/A
[8 empty] | 0 |  |  |  | #N/A | #N/A | #N/A
[8 empty] | 0 |  |  |  | #N/A | #N/A | #N/A
[8 empty] | 0 |  |  |  | #N/A | #N/A | #N/A
[8 empty] | 0 |  |  |  | #N/A | #N/A | #N/A
[8 empty] | 0 |  |  |  | #N/A | #N/A | #N/A
[8 empty] | 0 |  |  |  | #N/A | #N/A | #N/A
[8 empty] | 0 |  |  |  | #N/A | #N/A | #N/A
[8 empty] | 0 |  |  |  | #N/A | #N/A | #N/A
[8 empty] | 0 |  |  |  | #N/A | #N/A | #N/A
[8 empty] | 0 |  |  |  | #N/A | #N/A | #N/A
[8 empty] | 0 |  |  |  | #N/A | #N/A | #N/A
[8 empty] | 0 |  |  |  | #N/A | #N/A | #N/A
[8 empty] | 0 |  |  |  | #N/A | #N/A | #N/A
[8 empty] | 0 |  |  |  | #N/A | #N/A | #N/A
[8 empty] | 0 |  |  |  | #N/A | #N/A | #N/A
[8 empty] | 0 |  |  |  | #N/A | #N/A | #N/A
[8 empty] | 0 |  |  |  | #N/A | #N/A | #N/A
[8 empty] | 0 |  |  |  | #N/A | #N/A | #N/A
[8 empty] | 0 |  |  |  | #N/A | #N/A | #N/A
[8 empty] | 0 |  |  |  | #N/A | #N/A | #N/A
[8 empty] | 0 |  |  |  | #N/A | #N/A | #N/A
[8 empty] | 0 |  |  |  | #N/A | #N/A | #N/A
[8 empty] | 0 |  |  |  | #N/A | #N/A | #N/A
[8 empty] | 0 |  |  |  | #N/A | #N/A | #N/A
[8 empty] | 0 |  |  |  | #N/A | #N/A | #N/A
[8 empty] | 0 |  |  |  | #N/A | #N/A | #N/A
[8 empty] | 0 |  |  |  | #N/A | #N/A | #N/A
[8 empty] | 0 |  |  |  | #N/A | #N/A | #N/A
[8 empty] | 0 |  |  |  | #N/A | #N/A | #N/A
[8 empty] | 0 |  |  |  | #N/A | #N/A | #N/A
[8 empty] | 0 |  |  |  | #N/A | #N/A | #N/A
[8 empty] | 0 |  |  |  | #N/A | #N/A | #N/A
[8 empty] | 0 |  |  |  | #N/A | #N/A | #N/A
[8 empty] | 0 |  |  |  | #N/A | #N/A | #N/A
[8 empty] | 0 |  |  |  | #N/A | #N/A | #N/A
[8 empty] | 0 |  |  |  | #N/A | #N/A | #N/A
[8 empty] | 0 |  |  |  | #N/A | #N/A | #N/A
[8 empty] | 0 |  |  |  | #N/A | #N/A | #N/A
[8 empty] | 0 |  |  |  | #N/A | #N/A | #N/A
[8 empty] | 0 |  |  |  | #N/A | #N/A | #N/A
[8 empty] | 0 |  |  |  | #N/A | #N/A | #N/A
[8 empty] | 0 |  |  |  | #N/A | #N/A | #N/A
[8 empty] | 0 |  |  |  | #N/A | #N/A | #N/A
[8 empty] | 0 |  |  |  | #N/A | #N/A | #N/A
[8 empty] | 0 |  |  |  | #N/A | #N/A | #N/A
[8 empty] | 0 |  |  |  | #N/A | #N/A | #N/A
[8 empty] | 0 |  |  |  | #N/A | #N/A | #N/A
[8 empty] | 0 |  |  |  | #N/A | #N/A | #N/A
[8 empty] | 0 |  |  |  | #N/A | #N/A | #N/A
[8 empty] | 0 |  |  |  | #N/A | #N/A | #N/A
[8 empty] | 0 |  |  |  | #N/A | #N/A | #N/A
[8 empty] | 0 |  |  |  | #N/A | #N/A | #N/A
[8 empty] | 0 |  |  |  | #N/A | #N/A | #N/A
[8 empty] | 0 |  |  |  | #N/A | #N/A | #N/A
[8 empty] | 0 |  |  |  | #N/A | #N/A | #N/A
[8 empty] | 0 |  |  |  | #N/A | #N/A | #N/A
[8 empty] | 0 |  |  |  | #N/A | #N/A | #N/A
[8 empty] | 0 |  |  |  | #N/A | #N/A | #N/A
[8 empty] | 0 |  |  |  | #N/A | #N/A | #N/A
[8 empty] | 0 |  |  |  | #N/A | #N/A | #N/A
[8 empty] | 0 |  |  |  | #N/A | #N/A | #N/A
[8 empty] | 0 |  |  |  | #N/A | #N/A | #N/A
[8 empty] | 0 |  |  |  | #N/A | #N/A | #N/A
[8 empty] | 0 |  |  |  | #N/A | #N/A | #N/A
[8 empty] | 0 |  |  |  | #N/A | #N/A | #N/A
[8 empty] | 0 |  |  |  | #N/A | #N/A | #N/A
[8 empty] | 0 |  |  |  | #N/A | #N/A | #N/A
[8 empty] | 0 |  |  |  | #N/A | #N/A | #N/A
[8 empty] | 0 |  |  |  | #N/A | #N/A | #N/A
[8 empty] | 0 |  |  |  | #N/A | #N/A | #N/A
[8 empty] | 0 |  |  |  | #N/A | #N/A | #N/A
[8 empty] | 0 |  |  |  | #N/A | #N/A | #N/A
[8 empty] | 0 |  |  |  | #N/A | #N/A | #N/A
[8 empty] | 0 |  |  |  | #N/A | #N/A | #N/A
[8 empty] | 0 |  |  |  | #N/A | #N/A | #N/A
[8 empty] | 0 |  |  |  | #N/A | #N/A | #N/A
[8 empty] | 0 |  |  |  | #N/A | #N/A | #N/A
[8 empty] | 0 |  |  |  | #N/A | #N/A | #N/A
[8 empty] | 0 |  |  |  | #N/A | #N/A | #N/A
[8 empty] | 0 |  |  |  | #N/A | #N/A | #N/A
[8 empty] | 0 |  |  |  | #N/A | #N/A | #N/A
[8 empty] | 0 |  |  |  | #N/A | #N/A | #N/A
[8 empty] | 0 |  |  |  | #N/A | #N/A | #N/A
[8 empty] | 0 |  |  |  | #N/A | #N/A | #N/A
[8 empty] | 0 |  |  |  | #N/A | #N/A | #N/A
[8 empty] | 0 |  |  |  | #N/A | #N/A | #N/A
[8 empty] | 0 |  |  |  | #N/A | #N/A | #N/A
[8 empty] | 0 |  |  |  | #N/A | #N/A | #N/A
[8 empty] | 0 |  |  |  | #N/A | #N/A | #N/A
[8 empty] | 0 |  |  |  | #N/A | #N/A | #N/A
[8 empty] | 0 |  |  |  | #N/A | #N/A | #N/A
[8 empty] | 0 |  |  |  | #N/A | #N/A | #N/A
[8 empty] | 0 |  |  |  | #N/A | #N/A | #N/A
[8 empty] | 0 |  |  |  | #N/A | #N/A | #N/A
[8 empty] | 0 |  |  |  | #N/A | #N/A | #N/A
[8 empty] | 0 |  |  |  | #N/A | #N/A | #N/A
[8 empty] | 0 |  |  |  | #N/A | #N/A | #N/A
[8 empty] | 0 |  |  |  | #N/A | #N/A | #N/A
[8 empty] | 0 |  |  |  | #N/A | #N/A | #N/A
[8 empty] | 0 |  |  |  | #N/A | #N/A | #N/A
[8 empty] | 0 |  |  |  | #N/A | #N/A | #N/A
[8 empty] | 0 |  |  |  | #N/A | #N/A | #N/A
[8 empty] | 0 |  |  |  | #N/A | #N/A | #N/A
[8 empty] | 0 |  |  |  | #N/A | #N/A | #N/A
[8 empty] | 0 |  |  |  | #N/A | #N/A | #N/A
[8 empty] | 0 |  |  |  | #N/A | #N/A | #N/A
[8 empty] | 0 |  |  |  | #N/A | #N/A | #N/A
[8 empty] | 0 |  |  |  | #N/A | #N/A | #N/A
[8 empty] | 0 |  |  |  | #N/A | #N/A | #N/A
[8 empty] | 0 |  |  |  | #N/A | #N/A | #N/A
[8 empty] | 0 |  |  |  | #N/A | #N/A | #N/A
[8 empty] | 0 |  |  |  | #N/A | #N/A | #N/A
[8 empty] | 0 |  |  |  | #N/A | #N/A | #N/A
[8 empty] | 0 |  |  |  | #N/A | #N/A | #N/A
[8 empty] | 0 |  |  |  | #N/A | #N/A | #N/A
[8 empty] | 0 |  |  |  | #N/A | #N/A | #N/A
[8 empty] | 0 |  |  |  | #N/A | #N/A | #N/A
[8 empty] | 0 |  |  |  | #N/A | #N/A | #N/A
[8 empty] | 0 |  |  |  | #N/A | #N/A | #N/A
[8 empty] | 0 |  |  |  | #N/A | #N/A | #N/A
[8 empty] | 0 |  |  |  | #N/A | #N/A | #N/A
[8 empty] | 0 |  |  |  | #N/A | #N/A | #N/A
[8 empty] | 0 |  |  |  | #N/A | #N/A | #N/A
[8 empty] | 0 |  |  |  | #N/A | #N/A | #N/A
[8 empty] | 0 |  |  |  | #N/A | #N/A | #N/A
[8 empty] | 0 |  |  |  | #N/A | #N/A | #N/A
[8 empty] | 0 |  |  |  | #N/A | #N/A | #N/A
[8 empty] | 0 |  |  |  | #N/A | #N/A | #N/A
[8 empty] | 0 |  |  |  | #N/A | #N/A | #N/A
[8 empty] | 0 |  |  |  | #N/A | #N/A | #N/A
[8 empty] | 0 |  |  |  | #N/A | #N/A | #N/A
[8 empty] | 0 |  |  |  | #N/A | #N/A | #N/A
[8 empty] | 0 |  |  |  | #N/A | #N/A | #N/A
[8 empty] | 0 |  |  |  | #N/A | #N/A | #N/A
[8 empty] | 0 |  |  |  | #N/A | #N/A | #N/A
[8 empty] | 0 |  |  |  | #N/A | #N/A | #N/A
[8 empty] | 0 |  |  |  | #N/A | #N/A | #N/A
[8 empty] | 0 |  |  |  | #N/A | #N/A | #N/A
[8 empty] | 0 |  |  |  | #N/A | #N/A | #N/A
[8 empty] | 0 |  |  |  | #N/A | #N/A | #N/A
[8 empty] | 0 |  |  |  | #N/A | #N/A | #N/A
[8 empty] | 0 |  |  |  | #N/A | #N/A | #N/A
[8 empty] | 0 |  |  |  | #N/A | #N/A | #N/A
[8 empty] | 0 |  |  |  | #N/A | #N/A | #N/A
[8 empty] | 0 |  |  |  | #N/A | #N/A | #N/A
[8 empty] | 0 |  |  |  | #N/A | #N/A | #N/A
[8 empty] | 0 |  |  |  | #N/A | #N/A | #N/A
[8 empty] | 0 |  |  |  | #N/A | #N/A | #N/A
[8 empty] | 0 |  |  |  | #N/A | #N/A | #N/A
[8 empty] | 0 |  |  |  | #N/A | #N/A | #N/A
[8 empty] | 0 |  |  |  | #N/A | #N/A | #N/A
[8 empty] | 0 |  |  |  | #N/A | #N/A | #N/A
[8 empty] | 0 |  |  |  | #N/A | #N/A | #N/A
[8 empty] | 0 |  |  |  | #N/A | #N/A | #N/A
[8 empty] | 0 |  |  |  | #N/A | #N/A | #N/A
[8 empty] | 0 |  |  |  | #N/A | #N/A | #N/A
[8 empty] | 0 |  |  |  | #N/A | #N/A | #N/A
[8 empty] | 0 |  |  |  | #N/A | #N/A | #N/A
[8 empty] | 0 |  |  |  | #N/A | #N/A | #N/A
[8 empty] | 0 |  |  |  | #N/A | #N/A | #N/A
[8 empty] | 0 |  |  |  | #N/A | #N/A | #N/A
[8 empty] | 0 |  |  |  | #N/A | #N/A | #N/A
[8 empty] | 0 |  |  |  | #N/A | #N/A | #N/A
[8 empty] | 0 |  |  |  | #N/A | #N/A | #N/A
[8 empty] | 0 |  |  |  | #N/A | #N/A | #N/A
[8 empty] | 0 |  |  |  | #N/A | #N/A | #N/A
[8 empty] | 0 |  |  |  | #N/A | #N/A | #N/A
[8 empty] | 0 |  |  |  | #N/A | #N/A | #N/A
[8 empty] | 0 |  |  |  | #N/A | #N/A | #N/A
[8 empty] | 0 |  |  |  | #N/A | #N/A | #N/A
[8 empty] | 0 |  |  |  | #N/A | #N/A | #N/A
[8 empty] | 0 |  |  |  | #N/A | #N/A | #N/A
[8 empty] | 0 |  |  |  | #N/A | #N/A | #N/A
[8 empty] | 0 |  |  |  | #N/A | #N/A | #N/A
[8 empty] | 0 |  |  |  | #N/A | #N/A | #N/A
[8 empty] | 0 |  |  |  | #N/A | #N/A | #N/A
[8 empty] | 0 |  |  |  | #N/A | #N/A | #N/A
[8 empty] | 0 |  |  |  | #N/A | #N/A | #N/A
[8 empty] | 0 |  |  |  | #N/A | #N/A | #N/A
[8 empty] | 0 |  |  |  | #N/A | #N/A | #N/A
[8 empty] | 0 |  |  |  | #N/A | #N/A | #N/A
[8 empty] | 0 |  |  |  | #N/A | #N/A | #N/A
[8 empty] | 0 |  |  |  | #N/A | #N/A | #N/A
[8 empty] | 0 |  |  |  | #N/A | #N/A | #N/A
[8 empty] | 0 |  |  |  | #N/A | #N/A | #N/A
[8 empty] | 0 |  |  |  | #N/A | #N/A | #N/A
[8 empty] | 0 |  |  |  | #N/A | #N/A | #N/A
[8 empty] | 0 |  |  |  | #N/A | #N/A | #N/A
[8 empty] | 0 |  |  |  | #N/A | #N/A | #N/A
[8 empty] | 0 |  |  |  | #N/A | #N/A | #N/A
[8 empty] | 0 |  |  |  | #N/A | #N/A | #N/A
[8 empty] | 0 |  |  |  | #N/A | #N/A | #N/A
[8 empty] | 0 |  |  |  | #N/A | #N/A | #N/A
[8 empty] | 0 |  |  |  | #N/A | #N/A | #N/A
[8 empty] | 0 |  |  |  | #N/A | #N/A | #N/A
[8 empty] | 0 |  |  |  | #N/A | #N/A | #N/A
[8 empty] | 0 |  |  |  | #N/A | #N/A | #N/A
[8 empty] | 0 |  |  |  | #N/A | #N/A | #N/A
[8 empty] | 0 |  |  |  | #N/A | #N/A | #N/A
[8 empty] | 0 |  |  |  | #N/A | #N/A | #N/A
[8 empty] | 0 |  |  |  | #N/A | #N/A | #N/A
[8 empty] | 0 |  |  |  | #N/A | #N/A | #N/A
[8 empty] | 0 |  |  |  | #N/A | #N/A | #N/A
[8 empty] | 0 |  |  |  | #N/A | #N/A | #N/A
[8 empty] | 0 |  |  |  | #N/A | #N/A | #N/A
[8 empty] | 0 |  |  |  | #N/A | #N/A | #N/A
[8 empty] | 0 |  |  |  | #N/A | #N/A | #N/A
[8 empty] | 0 |  |  |  | #N/A | #N/A | #N/A
[8 empty] | 0 |  |  |  | #N/A | #N/A | #N/A
[8 empty] | 0 |  |  |  | #N/A | #N/A | #N/A
[8 empty] | 0 |  |  |  | #N/A | #N/A | #N/A
[8 empty] | 0 |  |  |  | #N/A | #N/A | #N/A
[8 empty] | 0 |  |  |  | #N/A | #N/A | #N/A
[8 empty] | 0 |  |  |  | #N/A | #N/A | #N/A
[8 empty] | 0 |  |  |  | #N/A | #N/A | #N/A
[8 empty] | 0 |  |  |  | #N/A | #N/A | #N/A
[8 empty] | 0 |  |  |  | #N/A | #N/A | #N/A
[8 empty] | 0 |  |  |  | #N/A | #N/A | #N/A
[8 empty] | 0 |  |  |  | #N/A | #N/A | #N/A
[8 empty] | 0 |  |  |  | #N/A | #N/A | #N/A
[8 empty] | 0 |  |  |  | #N/A | #N/A | #N/A
[8 empty] | 0 |  |  |  | #N/A | #N/A | #N/A
[8 empty] | 0 |  |  |  | #N/A | #N/A | #N/A
[8 empty] | 0 |  |  |  | #N/A | #N/A | #N/A
[8 empty] | 0 |  |  |  | #N/A | #N/A | #N/A
[8 empty] | 0 |  |  |  | #N/A | #N/A | #N/A
[8 empty] | 0 |  |  |  | #N/A | #N/A | #N/A
[8 empty] | 0 |  |  |  | #N/A | #N/A | #N/A
[8 empty] | 0 |  |  |  | #N/A | #N/A | #N/A
[8 empty] | 0 |  |  |  | #N/A | #N/A | #N/A
[8 empty] | 0 |  |  |  | #N/A | #N/A | #N/A
[8 empty] | 0 |  |  |  | #N/A | #N/A | #N/A
[8 empty] | 0 |  |  |  | #N/A | #N/A | #N/A
[8 empty] | 0 |  |  |  | #N/A | #N/A | #N/A
[8 empty] | 0 |  |  |  | #N/A | #N/A | #N/A
[8 empty] | 0 |  |  |  | #N/A | #N/A | #N/A
[8 empty] | 0 |  |  |  | #N/A | #N/A | #N/A
[8 empty] | 0 |  |  |  | #N/A | #N/A | #N/A
[8 empty] | 0 |  |  |  | #N/A | #N/A | #N/A
[8 empty] | 0 |  |  |  | #N/A | #N/A | #N/A
[8 empty] | 0 |  |  |  | #N/A | #N/A | #N/A
[8 empty] | 0 |  |  |  | #N/A | #N/A | #N/A
[8 empty] | 0 |  |  |  | #N/A | #N/A | #N/A
[8 empty] | 0 |  |  |  | #N/A | #N/A | #N/A
[8 empty] | 0 |  |  |  | #N/A | #N/A | #N/A
[8 empty] | 0 |  |  |  | #N/A | #N/A | #N/A
[8 empty] | 0 |  |  |  | #N/A | #N/A | #N/A

## Translation (hidden)
| Translation | Language: | English
Notes for translators:
1) Non-English translations should not contain more characters than the English language text. Use appropriate abbreviations to achieve this.
2) Follow English language formats. For instance similar spaces between letters and words should be kept as in the English version.
3) Where indentation or hard carriage returns are used, follow the English language format.
4) The translations below are grouped by worksheet name. DO NOT attempt to reorder the layout.
NN | Worksheet | Translation | English | Français | Portuguese | Spanish | Portuguese2 | Other
1 | Cover | COLD CHAIN EQUIPMENT INVENTORY & GAP ANALYSIS TOOL | COLD CHAIN EQUIPMENT INVENTORY & GAP ANALYSIS TOOL | OUTIL D'INVENTAIRE & ANALYSE DE GAP DE LA CHAINE DU FROID |  | HERRAMIENTA PARA EL INVENTARIO DEL EQUIPO DE CADENA DE FRÍO Y EL ANÁLISIS DE BRECHAS
2 | Cover | Language: | Language: | Langue: | Língua: | Idioma:
3 | Cover | Country: | Country: | Pays: | País: | País: | Страна:
4 | Cover | Level: | Level: | Niveau: | Nível: | Nivel: | Страна:
5 | Cover | Vaccine supply chain levels | Vaccine supply chain levels | Niveaux de la chaîne d'approvisionnement du vaccin | Nível: | Niveles de la cadena de distribución de vacunas
6 | Cover | Name: | Name: | Nom: | Nome: | Nombre:
7 | Cover | Year: | Year: | Année: | Ano: | Año:
8 | Cover | Click to go to page Index | Click to go to page Index | Cliquer pour aller à la page Index | Clica para ir a página Ínicio | Haga clic para ir al índice
9 | Cover | Version 27-Aug 2025 | Version 27-Aug 2025 | Version 27-Aug 2025 | Version 27-Aug 2025 | Version 27-Aug 2025
10 | Index | SUMMARY | SUMMARY | SOMMAIRE | SUMÁRIO | RESUMEN
11 | Index | Sheets | Sheets | Feuilles | Folhas | Hojas
12 | Index | Content of the sheet | Content of the sheet | Contenu feuilles | Conteúdo Folhas | Contenido de la hoja
13 | Index | List of units & customization of parameters | List of units & customization of parameters | Liste des FS & paramètres de configuration | Lista das US & parâmetros de configuração | Lista de unidades y adaptación de los parámetros
14 | Index | Data input sheets: | Data input sheets: | Feuilles entrée données: | Folhas entrada dados: | Hojas de entrada de datos:
15 | Index | Analysis of trends | Analysis of trends | Analyse des tendances | Análise das tendências | Análisis de tendencias
16 | Index | Indicators of performance | Indicators of performance | Indicateurrs de performance | Indicadores de desempenho | Indicadores del desempeño
17 | Index | 0
18 | Index | Revisions | Revisions | Révisions | Revisões | Revisiones
19 | Index | Version control | Version control | Version control | Versão controlo | Control de versiones
20 | Index | Notes: | Notes: | Notes: | Notas: | Notas:
21 | prog | PROGRAMME DATA | PROGRAMME DATA | DONNEES DU PROGRAMME | DADOS DO PROGRAMA | DATOS DEL PROGRAMA
22 | prog | Notes for guidance: | Notes for guidance: | Notes pour orientation: | Notas para orientação: | Notas de orientación:
23 | prog | Only yellow cells required data entry! | Only yellow cells required data entry! | Seules les cellules en jaune sont à renseigner! | Apenas as células em amarelo são para preencher. | ¡Hay que introducir datos solo en las celdas amarillas!
24 | prog | LIST OF FACILITIES | LIST OF FACILITIES | LISTES DES FORMATIONS SANITAIRES | LISTAS UNIDADES SANITÁRIAS | LISTA DE ESTABLECIMIENTOS
25 | prog | Facilities | Facilities | Structures sanitaires | Structuras | Establecimientos
26 | prog | Code_Facility | Code_Facility | Code_Structure sanitaire | Code_Structuras | Code_Facility
27 | prog | Total Population | Total Population | Population totale | Todos População | Población total
28 | prog | Pregnant women | Pregnant women | Femmes enceintes | Anais nascimentos | Embarazadas
29 | prog | Live births | Live births | Naissances vivantes | Anais nascimentos | Nacidos vivos
30 | prog | Surviving infants | Surviving infants | Enfants survivants | Distribuição por estratégia | Lactantes que sobreviven
31 | prog | Supply Chain | Supply Chain | Chaîne d'Approvisionnement | Nivel … | Cadena de suministro
32 | prog | Supply Levels | Supply Levels | Niveaux d'approvisionnement | Nivel … | Niveles de suministro
33 | prog | Distance to supply | Distance to supply | Distance d'approvisionnement | Distancia | Distancia al lugar donde se suministrará
34 | prog | CODIFICATION FOR RECORDING INVENTORY DATA | CODIFICATION FOR RECORDING INVENTORY DATA | CODIFICATION POUR LA SAISIE DES DONNEES D'INVENTAIRE |  | CÓDIGOS PARA EL REGISTRO DE DATOS DEL INVENTARIO
35 | prog | Demographic indicators | Demographic indicators | Indicateurs démographiques | Indicadores demográficos | Indicadores demográficos
36 | prog | % of pregnant women | % of pregnant women | Pourcentage femmes enceintes | Percentagem mulheres grávidas | % de embarazadas
37 | prog | % of the annual births | % of the annual births | Pourecentage naissances | Percentagem nascimentos | % de los nacimientos anuales
38 | prog | % of surviving infants | % of surviving infants | Pourecentage enfants survivants | Percentagem crianças sobreviventes | % de lactantes que sobreviven
39 | prog | % of adolescent girls | % of adolescent girls | Pourcentage adolescentes | Percentagem adolescentes | % de adolescentes
40 | prog | % of CBW | % of CBW | Pourcentage FAP |  | % de mujeres en edad reproductiva
41 | prog | VACCINES & VACCINATIONS | VACCINES & VACCINATIONS | VACCINS & VACCINATIONS | VACINAS & VACINAÇÕES | VACUNAS Y VACUNACIONES
42 | prog | Routine Vaccines | Routine Vaccines | Vaccins de routine | Vacinas de rotina | Vacunas de rutina
43 | prog | Vaccination objectives & targets | Vaccination objectives & targets | Objectifs & cibles de vaccination | Objectivos & metas de vacinação | Objetivos y metas de la vacunación
44 | prog | Schedule | Schedule | Calendrier | Calendário | Plan
45 | prog | Target (%) | Target (%) | Cible (%) | Meta (%) | Meta (%)
46 | prog | Coverage (%) | Coverage (%) | Couverture (%) | Cobertura (%) | Cobertura (%)
47 | prog | vaccine presentation | vaccine presentation | Conditionnement du vaccin | Perdas (%) | presentación de la vacuna
48 | prog | Vaccine wastage (%) | Vaccine wastage (%) | Taux de pertes (%) | Perdas (%) | Desperdicio de vacunas (%)
49 | prog | Administration | Administration | Administration | Administração | Administración
50 | prog | ADS_0.05ml | ADS_0.05ml | SAB_0.05ml | SAB_0.05ml | ADS_0.05ml
51 | prog | ADS_0.2ml | ADS_0.2ml | SAB_0.2ml | SAB_0.2ml | ADS_0.2ml
52 | prog | ADS_0.3ml | ADS_0.3ml | SAB_0.3ml | SAB_0.3ml | ADS_0.3ml
53 | prog | ADS_0.5ml | ADS_0.5ml | SAB_0.5ml | SAB_0.5ml | ADS_0.5ml
54 | prog | Oral | Oral | Oral | Oral | Oral
55 | prog | PFS | PFS | SPR | SPR | Jeringa precargada
56 | prog | Nasal | Nasal | Nasal | Nasal | Nasal
57 | prog | CCE is available (+5°C) | CCE is available (+5°C) | ECF disponible (+5°C) |  | Hay equipo de cadena de frío (+5 °C)
58 | prog | Use the advanced filter to these two columns | Use the advanced filter to these two columns | Utiliser le filtre avancé pour remplir les colonnes |  | Usar el filtro avanzado para estas dos columnas
59 | prog | or enter manually the lists in alphabetic order | or enter manually the lists in alphabetic order | ou saisir manuellement les listes par ordre alphabétique |  | o introducir las listas manualmente en orden alfabético
60 | prog | Dilution syringes | Dilution syringes | Seringues dilution | Seringas Diluição | Jeringas para dilución
61 | prog | Sdilution_2ml | Sdilution_2ml | Sdilution_2ml | Sdiluição_2ml | Sdilution_2ml
62 | prog | Sdilution_5ml | Sdilution_5ml | Sdilution_5ml | Sdiluição_5ml | Sdilution_5ml
63 | prog | Volume per target, cm3 | Volume per target, cm3 | Volume par cible, cm3 |  | Volumen por meta, cm3
64 | prog | All | All | Tous | Todos | Todos
65 | Translation | Translation | Translation | Traduction | Tradução | Traducción
66 | Translation | Current language: | Current language: | Langue: | Língua: | Idioma actual:
67 | Translation | Notes for translators: | Notes for translators: | Notes pour traducteurs: | Notas para tradutores: | Notas para los traductores:
68 | Translation | 1) Non-English translations should not contain more characters than the English language text. Use appropriate abbreviations to achieve this. | 1) Non-English translations should not contain more characters than the English language text. Use appropriate abbreviations to achieve this. | 1) Les traductions dans d'autres langues que l'anglais ne devraient pas contenir plus de caractères que le texte anglais. Utiliser les abréviations appropriées pour cela. | 1) As traduções noutras línguas que a inglesa não devem conter mais caracteres que o texto em inglês. Utilizar as abreviações apropriadas para mesma. | 1) Las traducciones a un idioma distinto del inglés no deben contener más caracteres que el texto en inglés. Use abreviaturas apropiadas con ese fin.
69 | Translation | 2) Follow English language formats. For instance similar spaces between letters and words should be kept as in the English version. | 2) Follow English language formats. For instance similar spaces between letters and words should be kept as in the English version. | 2) Suivre les formats de la langue anglaise. Par exemple laisser les mêmes espaces entre les lettres et les mots que dans la version en anglais. | 2) Seguir os formatos da língua inglesa. Por exemplo deixar os mesmos espaços entre as letras e as palavras como na versão inglesa. | 2) Siga el formato del texto en inglés. Por ejemplo, entre las letras y las palabras hay que poner espacios similares a los de la versión en inglés.
70 | Translation | 3) Where indentation or hard carriage returns are used, follow the English language format. | 3) Where indentation or hard carriage returns are used, follow the English language format. | 3) Où des retraits ou retour en ligne sont utilisés, suivre le format anglais. | 3) Onde os retraits ou retour em linha são utilizados, suiguir o formato inglês. | 3) En los casos en que se use sangría o retornos forzados, siga el formato del texto en inglés.
71 | Translation | 4) The translations below are grouped by worksheet name. DO NOT attempt to reorder the layout. | 4) The translations below are grouped by worksheet name. DO NOT attempt to reorder the layout. | 4) Les traductions sont groupées par feuille. NE PAS CHANGER cette disposition. | 4) As traduções são agrupadas por folha. NÃO MUDAR esta disposição. | 4) Las traducciones que figuran a continuación están agrupadas por el nombre de la hoja de trabajo. NO trate de reordenarlas.
72 | Infrastructure | INFRASTRUCTURES AT THE HEALTH FACILITIES | INFRASTRUCTURES AT THE HEALTH FACILITIES | INFRASTRUCTURES DES FORMATIONS SANITAIRES | LISTA DOS EQUIPEMENTOS DE CADEIA DE FRIO | INFRAESTRUCTURA EN LOS ESTABLECIMIENTOS DE SALUD
73 | Infrastructure | Type | Type | Type |  | Tipo
74 | Infrastructure | Status | Status | Statut |  | Estado
75 | Infrastructure | Vaccine service delivery | Vaccine service delivery | Delivrance services de vaccination |  | Prestación del servicio de vacunación
76 | Infrastructure | Mode of vaccine supply | Mode of vaccine supply | Mode d'approv. Vaccins |  | Modalidad de suministro de vacunas
77 | Infrastructure | Collection only | Collection only | Collecte seule |  | Recolección solamente
78 | Infrastructure | Delivery only | Delivery only | Livraison seule |  | Entrega solamente
79 | Infrastructure | Collection & Delivery | Collection & Delivery | Collecte & Livraison |  | Recolección y entrega
80 | Infrastructure | Vaccination strategies | Vaccination strategies | Stratégies vaccinales |  | Estrategias de vacunación
81 | Infrastructure | Fixe only | Fixe only | Fixe seule |  | En puestos fijos solamente
82 | Infrastructure | Fixe & Outreach | Fixe & Outreach | Fixe & Avancée |  | En puestos fijos y servicios de extensión
83 | Infrastructure | No vaccination | No vaccination | Pas de vaccination |  | No se vacuna
84 | Infrastructure | Coverage Penta-3 | Coverage Penta-3 | Couverture Penta-3 |  | Cobertura con tres dosis de vacuna pentavalente
85 | Infrastructure | Infrastructures, Equipment & Transport | Infrastructures, Equipment & Transport | Infrastructures, Equipements & Transports | Infrastructures & Equipement | Infraestructura, equipo y transporte
86 | Infrastructure | Active Cold Chain | Active Cold Chain | Chaîne du Froid Active |  | Cadena de frío activa
87 | Infrastructure | Refrigerators | Refrigerators | Réfrigérateurs |  | Refrigeradores
88 | Infrastructure | Freezers | Freezers | Congélateurs |  | Congeladores
89 | Infrastructure | Cold/Freezer rooms | Cold/Freezer rooms | Chambres froides |  | Cámaras frigoríficas y cámaras de congelación
90 | Infrastructure | Passive Cold Chain | Passive Cold Chain | Chaîne du Froid Passive |  | Cadena de frío pasiva
91 | Infrastructure | Passive cold storage device | Passive cold storage device | Glacières spéciales |  | Dispositivo de almacenamiento en frío pasivo
92 | Infrastructure | Vaccine-Carriers | Vaccine-Carriers | Porte-Vaccins |  | Portavacunas
93 | Infrastructure | large | large | grands |  | grandes
94 | Infrastructure | small | small | petits |  | pequeños
95 | Infrastructure | Cold boxes | Cold boxes | Glacières |  | Neveras portátiles
96 | Infrastructure | Transport | Transport | Transport |  | Transporte
97 | Infrastructure | Motos | Motos | Motos |  | Motos
98 | Infrastructure | Pick-ups | Pick-ups | Pick-ups |  | Camionetas
99 | Infrastructure | Trucks - normal | Trucks - normal | Camions |  | Camiones normales
100 | Infrastructure | Refrigerator vehicles | Refrigerator vehicles | Véhicules frigorifiques |  | Vehículos refrigerados
101 | Infrastructure | Disposal of Waste | Disposal of Waste | Gestion déchets |  | Eliminación de desechos
102 | Infrastructure | Incinerators | Incinerators | Incinérateurs |  | Incineradores
103 | Infrastructure | Others | Others | Autres |  | Otros
104 | Infrastructure | Cold chain capacity analysis | Cold chain capacity analysis | Analyse capacité chaîne du froid |  | Análisis de la capacidad de la cadena de frío
105 | Infrastructure | Deployment of CCE | Deployment of CCE | Déploiement des ECF |  | Despliegue de equipo de cadena de frío
106 | Infrastructure | Type of intervention | Type of intervention | Type d'intervention |  | Tipo de intervención
107 | Infrastructure | Bradless CCE forecast | Bradless CCE forecast | Estimation ECF sans marque
108 | Infrastructure | CCE allocated | CCE allocated | ECF alloué |  | Equipo de cadena de frío asignado
109 | Infrastructure | Year of deployment | Year of deployment | Année de déploiement |  | Año de despliegue
110 | Infrastructure | Intervention & CCE needs (Refrigerators) | Intervention & CCE needs (Refrigerators) | Intervention & besoins en ECF (Refrigerateurs) |  | Intervención y equipo de cadena de frío necesario
111 | Infrastructure | Intervention & CCE needs (Freezers) | Intervention & CCE needs (Freezers) | Intervention & besoins en ECF (Congélateurs)
112 | Inventory | LIST OF THE COLD CHAIN EQUIPMENT | LIST OF THE COLD CHAIN EQUIPMENT | LISTE DES EQUIPEMENTS DE LA CHAÎNE DU FROID | LISTA DOS EQUIPEMENTOS DE CADEIA DE FRIO | LISTA DEL EQUIPO DE CADENA DE FRÍO
113 | Inventory | FONCTIONALITY & GAP ANALYSIS | FONCTIONALITY & GAP ANALYSIS | FONCTIONNALITE & ANALYZE DE GAP |  | FUNCIONAMIENTO Y ANÁLISIS DE BRECHAS
114 | Inventory | Affiliation/Location | Affiliation/Location | Affiliation/Localisation | Affiliation/Location | Afiliación y localización
115 | Inventory | Health structures | Health structures | Formations sanitaires | Unidades sanitárias | Estructuras de salud
116 | Inventory | Level in the supply chain | Level in the supply chain | Niveau dans la chaîne d'approvisionnement | Nível na cadeia de abastecimento | Nivel en la cadena de suministro
117 | Inventory | Service point | Service point | Prestation de service | Nível na cadeia de abastecimento | Punto de servicio
118 | Inventory | Lowest distribution | Lowest distribution | Dernier niveau distribution | Nível na cadeia de abastecimento | Distribución en el nivel más bajo
119 | Inventory | Sub-national 1 | Sub-national 1 | Niveau secondaire 1 | Nível na cadeia de abastecimento | Nivel subnacional 1
120 | Inventory | Sub-national 2 | Sub-national 2 | Niveau secondaire 2 | Nível na cadeia de abastecimento | Nivel subnacional 2
121 | Inventory | Primary level | Primary level | Niveau principal | Nível na cadeia de abastecimento | Nivel primario
122 | Inventory | Designation of level | Designation of level | Désignation du niveau | Location | Designación de nivel
123 | Inventory | Store | Store | Dépôt | Location | Almacén
124 | Inventory | Location | Location | Localité | Location | Ubicación
125 | Inventory | Type of the facility | Type of the facility | Type de l'établissement | Tipo do estabelecimento | Tipo de instalación
126 | Inventory | Status of the facility | Status of the facility | Statut de l'établissement | Estatuto do estabelecimento | Estado de la instalación
127 | Inventory | Name of the facility | Name of the facility | Nom de l'établissement | Nome do estabelecimento | Nombre de la instalación
128 | Inventory | Availability of electricity | Availability of electricity | Disponibilité électricité | Disponibilité électricité | Disponibilidad de electricidad
129 | Inventory | electricity | electricity | électricité | electricity | electricidad
130 | Inventory | with electricity | with electricity | avec électricité |  | con electricidad
131 | Inventory | electricity intermittent | electricity intermittent | électricité intermittent |  | electricidad intermitente
132 | Inventory | No electricity | No electricity | sans électricité |  | No hay electricidad
133 | Inventory | Non specified | Non specified | non indiqué |  | No se ha especificado
134 | Inventory | Equipment | Equipment | Equipement | Equipamento | Equipo
135 | Inventory | Type of equipment | Type of equipment | Type équipement | Tipo Equipamento | Tipo de equipo
136 | Inventory | PQ_status | PQ_status | PQ_status | PQ_status | PQ_status
137 | Inventory | Refrigerator | Refrigerator | Réfrigérateur |  | Refrigerador
138 | Inventory | Freezer | Freezer | Congélateur |  | Congelador
139 | Inventory | Walk-in cold room | Walk-in cold room | Chambre froide positive |  | Cámara frigorífica
140 | Inventory | Walk-in freezer room | Walk-in freezer room | Chambre froide négative |  | Cámara de congelación
141 | Inventory | ULT cold chain | ULT cold chain | Chaîne du froid tès basse température
142 | Inventory | Manufacturer | Manufacturer | Fabricant | Fabricante | Fabricante
143 | Inventory | Model | Model | Modèle | Modelo | Modelo
144 | Inventory | Serial Number (code) | Serial Number (code) | Numéro de Série (code) | Número de Série (código) | Número de serie (código)
145 | Inventory | Year of installation | Year of installation | Année d'installation | Ano de instalação | Año de instalación
146 | Inventory | Operational status | Operational status | Statut Opérationnel | Estatuto Operacional | Estado operativo
147 | Inventory | Reason of non functionality | Reason of non functionality | La raison de la non fonctionnalité | A razão da não funcionalidade | Razón por la cual no funciona
148 | Inventory | Waiting repair | Waiting repair | Attente de réparation | Aguardando a reparação | A la espera de reparación
149 | Inventory | Lack of spare parts | Lack of spare parts | Attente de pièces de recharge | Aguardando peças de reposição | Falta de repuestos
150 | Inventory | Lack of energy | Lack of energy | Absence de source d'énergie | Ausência da fonte de energia | Falta de energía
151 | Inventory | unknown | unknown | Inconnu | Desconhecido | no se sabe
152 | Inventory | Recommendation regarding equipment | Recommendation regarding equipment | Recommendation relative à l'équipement | Recomendação relativa a substituição | Recomendación sobre el equipo
153 | Inventory | CCE not to replace | CCE not to replace | ECF à ne pas remplacer |  | No reemplazar equipo de cadena de frío
154 | Inventory | CCE to remove & replace | CCE to remove & replace | ECF au rébut avec remplacement |  | Sacar y reemplazar equipo de cadena de frío
155 | Inventory | CCE to remove w/o replacement | CCE to remove w/o replacement | ECF au rébut sans replacement |  | Sacar equipo de cadena de frío sin reemplazarlo
156 | Inventory | Recommendation | Recommendation | Recommendation | Substituição recomendada | Recomendación
157 | Inventory | Reason if replacement recommended | Reason if replacement recommended | Raison si le remplacement est recommandé | Razão pela qual a substituição é recomendada | Razón si se recomienda el reemplazo
158 | Inventory | Funding of the equipment | Funding of the equipment | Financement de l'équipement | Financiamento do equipamento | Financiamiento del equipo
159 | Inventory | Source of funding | Source of funding | Source de financement | Fonte de financiamento | Fuente de fondos
160 | Inventory | Update | Update | Mise à jour | Implementação | Actualización
161 | Inventory | Date of inventory | Date of inventory | Date d'inventaire | Data do inventário | Fecha del inventario
162 | Inventory | Name of assessor | Name of assessor | Nom de l'enquêteur | Nome do inqueridor | Nombre del evaluador
163 | Inventory | Status of the equipment | Status of the equipment | Statut de l'équipement | Nome do inqueridor | Estado del equipo
164 | Inventory | FONCTIONNALITY & GAP ANALYSIS | FONCTIONNALITY & GAP ANALYSIS | FONCTIONNALITE & ANALYSE DES ECARTS |  | FUNCIONAMIENTO Y ANÁLISIS DE BRECHAS
165 | Inventory | Code PQS | Code PQS | Code PQS |  | Código PQS
166 | Inventory | Type PQS | Type PQS | Type PQS |  | Tipo PQS
167 | Inventory | Storage capacity (litres) | Storage capacity (litres) | Capacité de stockage (litres) |  | Capacidad de almacenamiento (litros)
168 | Inventory | Capacity at +5°C | Capacity at +5°C | Capacity à +5°C |  | Capacidad a +5 °C
169 | Inventory | Capacity at -20°C | Capacity at -20°C | Capacity à -20°C |  | Capacidad a -20 °C
170 | Inventory | Capacity at -70°C | Capacity at -70°C | Capacity à -70°C |  | Capacidad a -70 °C
171 | Inventory | Running cost ($US) | Running cost ($US) | Coûts de fonctionnement ($US) |  | Gastos de funcionamiento (US$)
172 | Inventory | Maintenance | Maintenance | Maintenance |  | Mantenimiento
173 | Inventory | energy | energy | énergie |  | energía
174 | Inventory | Age of equipment | Age of equipment | Age de l'équipement |  | Edad del equipo
175 | Inventory | Year of disposal | Year of disposal | Année de mise au rébus |  | Año de desecho
176 | Inventory | Anticipated year of replacement | Anticipated year of replacement | Année de remplacement prévisionnelle |  | Año previsto de reemplazo
177 | Inventory | Replacement | Replacement | Remplacement |  | Reemplazo
178 | Inventory | Replacement estimated | Replacement estimated | Remplacement estimé |  | Reemplazo estimado
179 | Inventory | Select the replacement equipment | Select the replacement equipment | Sélection de l'équipement de remplacement |  | Seleccione el equipo de reemplazo
180 | Inventory | Cost of replacement ($US) | Cost of replacement ($US) | Coût prévisionnel de remplacement ($US) |  | Costo del reemplazo (US$)
181 | Inventory | Total cost of replacement | Total cost of replacement | Total coût remplacement |  | Costo total del reemplazo
182 | Inventory | Cost of maintenance ($US) | Cost of maintenance ($US) | Coût prévisionnel de maintenance ($US) |  | Gastos de mantenimiento (US$)
183 | Inventory | Total cost of maintenance | Total cost of maintenance | Total coût maintenance |  | Costo total del mantenimiento
184 | Inventory | Running cost ($US) | Running cost ($US) | Coût prévisionnel de fonctionnement ($US) |  | Gastos de funcionamiento (US$)
185 | Inventory | Total running cost | Total running cost | Total coût fonctionnement |  | Costo total del funcionamiento
186 | Inventory | Estimated maintenance at: | Estimated maintenance at: | Les coûts de maintenance sont estimés à: |  | Mantenimiento estimado en:
187 | Inventory | of equipment purchase cost | of equipment purchase cost | du coût d'acquisition de l'équipement. |  | del costo de compra del equipo
188 | Inventory | # of equipment in good working order: | # of equipment in good working order: | Nbre équipement en bon état de fonctionnement: |  | número de equipos en buen estado:
189 | Inventory | Average age of eqpt, (years) | Average age of eqpt, (years) | Age moyen des éqpts, (ans) |  | Edad promedio del equipo (años)
190 | Inventory | No. of equipment | No. of equipment | Nbre d'éqpts |  | Número de equipos
191 | Inventory | Source of energy | Source of energy | Source d'énergie |  | Fuente de energía
192 | Inventory | Electricity (grid or generator) | Electricity (grid or generator) | Electricité (réseau ou groupe) |  | Electricidad (red o generador)
193 | Inventory | Solar (with or without batteries) | Solar (with or without batteries) | Solaire (avec ou sans batteries) |  | Solar (con o sin baterías)
194 | Inventory | Electricity | Electricity | Electricité |  | Electricidad
195 | Inventory | Solar | Solar | Solaire |  | Solar
196 | Inventory | Gas | Gas | Gaz |  | Gas
197 | Inventory | Kerosene | Kerosene | Pétrole |  | Queroseno
198 | Inventory | Identification of Equipment | Identification of Equipment | Identification Equipement |  | Identificación del equipo
199 | Inventory | replacement & cost | replacement & cost | replacement & cost |  | reemplazo y costo
200 | Inventory | total No. of equipment | total No. of equipment | nbre total équipements |  | número total de equipos
201 | Inventory | total cost ($US) | total cost ($US) | coût total ($EU) |  | costo total (US$)
202 | Inventory | Functional status of eqpt | Functional status of eqpt | Etat de fonctionnement des éqpts |  | Funcionamiento del equipo
203 | Inventory | Functioning well | Functioning well | Marche Bien |  | Funciona bien
204 | Inventory | Functional, need repair | Functional, need repair | Marche, nécessite Réparation |  | Funciona; necesita reparaciones
205 | Inventory | Not functional for breakage | Not functional for breakage | Arrêt pour Panne |  | No funciona; está roto
206 | Inventory | Commissioning issues | Commissioning issues | Défaut à la réception |  | Problemas con la puesta en servicio
207 | Inventory | New , not installed yet | New , not installed yet | Neuf, non installé |  | Nuevo; todavía no se ha instalado
208 | Inventory | of total | of total | du total |  | del total
209 | Inventory | price of energy | price of energy | prix de l'énergie |  | precio de la energía
210 | Inventory | Estimated annual costs (US$) | Estimated annual costs (US$) | Estimatif coûts annuels (USD) |  | Costo anual estimado (US$)
211 | Inventory | Life expectancy | Life expectancy | Durée de vie technique |  | Esperanza de vida
212 | Inventory | Cold Rooms | Cold Rooms | ChFroides |  | Cámaras frigoríficas
213 | Analyse_eqpt | ANALYSIS OF COLD CHAIN EQUIPMENT | ANALYSIS OF COLD CHAIN EQUIPMENT | ANALYSE DES EQUIPEMENTS DE LA CHAINE DU FROID |  | ANÁLISIS DEL EQUIPO DE CADENA DE FRÍO
214 | Analyse_eqpt | 1. Distribution of facilities per electrification status | 1. Distribution of facilities per electrification status | Répartition des établissements selon le status d'électrification |  | 1. Distribución de estructura de salud por estado de electrificación
215 | Analyse_eqpt | 2. Distribution of CEE per functional status | 2. Distribution of CEE per functional status | Etat de fonctionnement équipements CdF |  | 2. Distribución del equipo de cadena de frío por estado de funcionamiento
216 | Analyse_eqpt | 3. Distribution of CCE per PQ norms | 3. Distribution of CCE per PQ norms | Répartition des équipements selon normes PQ |  | 3. Distribución del equipo de cadena de frío por normas PQ
217 | Analyse_eqpt | 4. Distribution of CCE per manufacturer | 4. Distribution of CCE per manufacturer | Répartition des équipements CdF par marque |  | 4. Distribución del equipo de cadena de frío por fabricante
218 | Analyse_eqpt | 5. Distribution of CCE per type | 5. Distribution of CCE per type | Répartition des équipements CdF par type |  | 5. Distribución del equipo de cadena de frío por tipo
219 | Analyse_eqpt | 6. Distribution of CCE per age | 6. Distribution of CCE per age | Répartition des équipements CdF par âge |  | 6. Distribución del equipo de cadena de frío por edad
220 | Analyse_eqpt | 7. Distribution of CCE per energy source | 7. Distribution of CCE per energy source | Répartition des équipements CdF par source d'énergie |  | 7. Distribución del equipo de cadena de frío por fuente de energía
221 | Analyse_eqpt | Distribution of CCE per age and per functional status | Distribution of CCE per age and per functional status | Répartition des équipements par âge et par état de fonctionnement |  | Distribución del equipo de cadena de frío por edad y por estado de funcionamiento
222 | Analyse_eqpt | at | at | au niveau |  | a
223 | Analyse_eqpt | PIS | PIS | PIS |  | PIS
224 | Analyse_eqpt | PQS | PQS | PQS |  | PQS
225 | Analyse_eqpt | domestic | domestic | domestique |  | doméstico
226 | Analyse_eqpt | WIC/FR | WIC/FR | ChFroides |  | Cámara frigorífica/cámara de congelación
227 | Analyse_eqpt | Age ranges of CCE | Age ranges of CCE | Plages d'âge des ECF |  | Gamas de edades del equipo de cadena de frío
228 | Analyse_eqpt | years | years | ans |  | años
229 | Analyse_eqpt | 10-15years | 10-15years | 10-15ans |  | 10-15 años
230 | Analyse_eqpt | >15years | >15years | > 15ans |  | >15 años
231 | Analyse_eqpt | Icelined refrigerators | Icelined refrigerators | Refrig. Gaine réfrigérante |  | Refrigeradores horizontales
232 | Analyse_eqpt | Absorption refrigerators | Absorption refrigerators | Refrig. Absorption |  | Refrigeradores por absorción
233 | Analyse_eqpt | Compression refrigerators | Compression refrigerators | Refrig. Compression |  | Refrigeradores por compresión
234 | Analyse_eqpt | Solar refrigerators | Solar refrigerators | Refrig. Solaires |  | Refrigeradores solares
235 | Analyse_eqpt | Absorption freezers | Absorption freezers | Cong. Absorption |  | Congeladores por absorción
236 | Analyse_eqpt | Compression freezers | Compression freezers | Cong. Compression |  | Congeladores por compresión
237 | Analyse_eqpt | Ice/Water pack freezers | Ice/Water pack freezers | Cong. Accus froid |  | Congeladores de paquetes de hielo y paquetes de agua
238 | Analyse_eqpt | Distribution of CEE per PQ norms and functional status | Distribution of CEE per PQ norms and functional status | Répartition des équipements selon normes PQ et état de fonctionnement |  | Distribución del equipo de cadena de frío por normas PQ y estado de funcionamiento
239 | Analyse_eqpt | GAP ANALYSIS OF COLD CHAIN EQUIPMENT AT THE DISTRICT & PROVINCIAL STORES | GAP ANALYSIS OF COLD CHAIN EQUIPMENT AT THE DISTRICT & PROVINCIAL STORES | ANALYSE DES ECARTS EN EQUIPEMENTS DE CHAINE DU FROID DES DEPÔTS INTERMEDIAIRES |  | ANÁLISIS DE BRECHAS DEL EQUIPO DE CADENA DE FRÍO A NIVEL DE ALMACENES DISTRITALES Y PROVINCIALES
240 | Analyse_eqpt | GAP ANALYSIS OF COLD CHAIN EQUIPMENT AT THE SERVICE DELIVERY POINTS | GAP ANALYSIS OF COLD CHAIN EQUIPMENT AT THE SERVICE DELIVERY POINTS | ANALYSE DES ECARTS EN EQUIPEMENTS DE CHAINE DU FROID AU NIVEAU PRESTATIONS DE SERVICE |  | ANÁLISIS DE BRECHAS DEL EQUIPO DE CADENA DE FRÍO EN LOS PUNTOS DE PRESTACIÓN DEL SERVICIO
241 | Analyse_eqpt | Distribution of CCE per functional status | Distribution of CCE per functional status | Répartition des équipements par état de fonctionnement |  | Distribución del equipo de cadena de frío por estado de funcionamiento
242 | Analyse_eqpt | Distribution of WICR/WIFR per functional status | Distribution of WICR/WIFR per functional status | Répartition des Chambres froides par état de fonctionnement |  | Distribución de cámaras frigoríficas/cámaras de congelación por estado de funcionamiento
243 | Analyse_eqpt | WICR/WIFR | WICR/WIFR | Nbre Chambres froides |  | cámaras frigoríficas/cámaras de congelación
244 | Analyse_eqpt | Distribution of refrigerators per functional status | Distribution of refrigerators per functional status | Répartition des réfrigérateurs par état de fonctionnement |  | Distribución de refrigeradores por estado de funcionamiento
245 | Analyse_eqpt | No. of refrigerators | No. of refrigerators | Nbre réfrigérateurs |  | Número de refrigeradores
246 | Analyse_eqpt | Distribution of freezers per functional status | Distribution of freezers per functional status | Répartition des congélateurs par état de fonctionnement |  | Distribución de congeladores por estado de funcionamiento
247 | Analyse_eqpt | No. of freezers | No. of freezers | Nbre congérateurs |  | Número de congeladores
248 | Analyse_eqpt | Available cold storage at +5°C | Available cold storage at +5°C | Capacité stockage disponible à +5°C |  | Almacenamiento en frío disponible a +5 °C
249 | Analyse_eqpt | total capacity installed | total capacity installed | capacité totale installée |  | capacidad total instalada
250 | Analyse_eqpt | usable capacity available | usable capacity available | capacité utilisable disponible |  | capacidad utilizable disponible
251 | Analyse_eqpt | Available cold storage at -20°C | Available cold storage at -20°C | Capacité stockage disponible à -20°C |  | Almacenamiento en frío disponible a -20 °C
252 | Analyse_eqpt | Available cold storage at -70°C | Available cold storage at -70°C | Capacité stockage disponible à -70°C |  | Almacenamiento en frío disponible a -70 °C
253 | Analyse_eqpt | Supply parameters | Supply parameters | Paramètres d'approv. |  | Parámetros para el suministro
254 | Analyse_eqpt | supply interval, months | supply interval, months | interval d'approv., mois |  | período de suministro, meses
255 | Analyse_eqpt | safety stock, months | safety stock, months | stock réserve, mois |  | reserva de seguridad, meses
256 | Analyse_eqpt | Estimation of required storage capacity | Estimation of required storage capacity | Estimation capacité requise de stockage |  | Estimación de la capacidad de almacenamiento necesaria
257 | Analyse_eqpt | dry storage | dry storage | stockage sec |  | almacenamiento en seco
258 | Analyse_eqpt | CC capacity required | CC capacity required | Capacité requise CdF |  | Capacidad de cadena de frío necesaria
259 | Analyse_eqpt | Capacity required at +5°C, litres | Capacity required at +5°C, litres | Capacité requise à +5°C, litres |  | Capacidad necesaria a +5 °C, litros
260 | Analyse_eqpt | Capacity required at -20°C, litres | Capacity required at -20°C, litres | Capacité requise à -20°C, litres |  | Capacidad necesaria a -20 °C, litros
261 | Analyse_eqpt | Coolant packs, litres | Coolant packs, litres | production accus de froid, litres |  | Paquetes refrigerantes, litros
262 | Analyse_eqpt | Total number of | Total number of | Nombre total |  | Número total de
263 | Analyse_eqpt | Segmentation of health facilities | Segmentation of health facilities | Segmentation des formations sanitaires |  | Segmentación de los establecimientos de salud
264 | Analyse_eqpt | Distribution of equipment per age | Distribution of equipment per age | Distribution équipements par âge |  | Distribución del equipo por edad
265 | Analyse_eqpt | vaccine volume | vaccine volume | volume vaccins |  | volumen de vacuna
266 | Analyse_eqpt | with electricity | with electricity | avec électricité |  | con electricidad
267 | Analyse_eqpt | with CCE | with CCE | avec ECF |  | con equipo de cadena de frío
268 | Analyse_eqpt | with functional CCE | with functional CCE | avec ECF fonctionnel |  | con equipo de cadena de frío que funciona
269 | Analyse_eqpt | with non functional CCE | with non functional CCE | avec ECF en panne |  | con equipo de cadena de frío que no funciona
270 | Analyse_eqpt | w/o CCE | w/o CCE | sans ECF |  | sin equipo de cadena de frío
271 | Analyse_eqpt | Volume per FIC, cm3 | Volume per FIC, cm3 | Volume par ECV, cm3 |  | Volumen por niño completamente inmunizado, cm3
272 | Analyse_eqpt | Volume per individual, cm3 | Volume per individual, cm3 | Volume par individu, cm3 |  | Volumen por population, cm3
273 | Analyse_eqpt | vaccines | vaccines | vaccins |  | vacunas
274 | Analyse_eqpt | diluents | diluents | diluants |  | diluyentes
275 | Analyse_eqpt | injection eqpt | injection eqpt | matériel d'injection |  | equipo para inyecciones
276 | Analyse_eqpt | No. of annual births per service | No. of annual births per service | Naissances annuelles par point de prestation de service |  | Número de nacimientos anuales por servicio
277 | Analyse_eqpt | average SP | average SP | moyenne SP |  | punto de servicio promedio
278 | vaccines | Table1: Characteristics of vaccines | Table1: Characteristics of vaccines | Table1: Caractéristiques des vaccins |  | Cuadro 1. Características de las vacunas
279 | vaccines | Vaccine product | Vaccine product | Produit vaccins |  | Producto vacunal
280 | vaccines | Vaccine formulation | Vaccine formulation | Formulation vaccins |  | Fórmula de la vacuna
281 | vaccines | Admin route | Admin route | Mode d'administration |  | Vía de administración
282 | vaccines | No. Of doses in the schedule | No. Of doses in the schedule | Nbre doses dans calendrier |  | Número de dosis en el plan
283 | vaccines | Presentation (doses/vial, prefilled) | Presentation (doses/vial, prefilled) | Conditionnement (dose/flacon, pré-rempli) |  | Presentación (dosis/vial, dispositivo precargado)
284 | vaccines | Packed volume vaccine (cm3/dose) | Packed volume vaccine (cm3/dose) | Volume emballé vaccin (cm3/dose) |  | Volumen de la vacuna empacada (cm3/dosis)
285 | vaccines | Packed volume diluents (cm3/dose) | Packed volume diluents (cm3/dose) | Volume emballé diluants (cm3/dose) |  | Volumen de los diluyentes empacados (cm3/dosis)
286 | vaccines | Cost per vial ($/vial) | Cost per vial ($/vial) | Prix du flacon ($/flacon) |  | Costo por vial ($/vial)
287 | vaccines | Cost per dose ($/dose) | Cost per dose ($/dose) | Prix de la dose ($/dose) |  | Costo por dosis ($/dosis)
288 | Segmentation | with | with | avec |  | con
289 | Segmentation | w/o | w/o | sans |  | sin
290 | Segmentation | adequate CC capacity | adequate CC capacity | capacité CdF adéquate |  | capacidad adecuada de cadena de frío
291 | Segmentation | PQS CCE | PQS CCE | ECF PQS |  | equipo de cadena de frío PQS
292 | Segmentation | required CC capacity | required CC capacity | capacité requise CdF |  | capacidad necesaria de cadena de frío
293 | Segmentation | CC capacity ranges (litres) | CC capacity ranges (litres) | Plages de capacité de CdF (litres) |  | Gamas de la capacidad de cadena de frío (litros)
294 | Segmentation | On-grid Sites | On-grid Sites | Sites avec électricité |  | Sitios conectados a la red
295 | Segmentation | Off-grid Sites | Off-grid Sites | Sites sans électricité |  | Sitios que no están conectados a la red
296 | Segmentation | existing CCE | existing CCE | existing ECF |  | equipo de cadena de frío existente
297 | Access&kpi | Distribution of | Distribution of | Répartition des |  | Distribución de
298 | Access&kpi | per DTP-3 coverage & size of SPs | per DTP-3 coverage & size of SPs | selon la taille de la couverture DTC-3 & la taille des SPs |  | por cobertura con DTP-3 y tamaño de los puntos de servicio
299 | Access&kpi | per population size & distance of SPs | per population size & distance of SPs | selon la taille de la population & l'éloignement des SPs |  | por tamaño de la población y distancia a los puntos de servicio
300 | Access&kpi | or | or | ou |  | o
301 | Qcheck | Verification of completeness of facility cold chain equipment inventory data | Verification of completeness of facility cold chain equipment inventory data | Vérification de la complétude de l'inventaire au niveau des formations sanitaires
302 | Qcheck | Equipement of choice | Equipement of choice | Equipement of choice
303 | Qcheck | CCE | CCE | ECF
304 | Qcheck | per type of intervention | per type of intervention | par type d'intervention
305 | Qcheck | Summary od CCE (on-grid, solar) per type of intervention (extension, expansion, replacement) & per year | Summary od CCE (on-grid, solar) per type of intervention (extension, expansion, replacement) & per year | Récapitulatif des ECF (électriques, solaires) par type d'intervention (extension, expansion, remplacement) & par an
306 | Qcheck | Replacement | Replacement | Remplacement
307 | Qcheck | Expansion | Expansion | Expansion
308 | Qcheck | Extension | Extension | Extension
309 | Qcheck | No intervention | No intervention | Pas d'intervention
310 | Qcheck | requiring CCE replacement | requiring CCE replacement | nécessitant remplacement ECF
311 | Qcheck | requiring no CCE replacement | requiring no CCE replacement | nécessitant pas remplacement ECF
312 | Qcheck | Full compliance with WHO PQS | Full compliance with WHO PQS | Conformité totale PQS OMS
313 | Qcheck | Yes | Yes | Oui
314 | Qcheck | No | No | Non
315 | Qcheck | Brandless gap analysis | Brandless gap analysis | Analyse gap sans marque
316 |  | in need of CCE | in need of CCE | nécessitant ECF

## Analysis_SN
GAP ANALYSIS OF COLD CHAIN EQUIPMENT AT THE DISTRICT & PROVINCIAL STORES | [30 empty] | Cold chain capacity analysis | [16 empty] | Refrigerators Lowest distribution
| Eqpt | 38689102 | 1547564.08 | 87 | 0 | 2 | 0 | 0 | 89 | 32 | 32 | 0 | 0 | 0 | 0 | 0.35955 | 35 | 33 | 0 | 2 | 0 | 0 | 0.39326 | 22 | 22 | 0 | 0 | 0 | 0 | 0.24719 | 202867.1612 | 202794.1612 | 0 | 73 | 0 | 0 | 202794.1612 |  | 31302 | 31302 | 0 | 0 | 0 | 0 | 31302 |  |  | 4.3333 | 3.9667 |  | 8 |  |  | 2.5 | 2.5 | [5 empty] | 73 | 16 | 0 | 0 |  | 2 | 0 | 0 | 0 | 5 | 7
| Facilities | 11 | 11 | 11 | 0 | 1 | 0 | 0 | 0 | 11 | 11 | 0 | 0 | 0 | 0 | #DIV/0! | 11 | 10 | 0 | 1 | 0 | 0 | #DIV/0! | 10 | 10 | 0 | 0 | 0 | 0 | #DIV/0! | 11 | 11 | 0 | 1 | 0 | 0 | 11 |  | 11 | 11 | 0 | 0 | 0 | 0 | 11 |  |  | 11 | 10 | 0 | 1 | 0 | 0 | 10 | 10 | 0 | 0 | 0 | 0 |  | 0.82022 | 0.17978 | 0 | 0 |  | 0.022472 | 0 | 0 | 0 | 0.05618 | 0.078652
| SN1 |  |  | Distribution of CCE per functional status | [5 empty] | Distribution of WICR/WIFR per functional status | [6 empty] | Distribution of refrigerators per functional status | [6 empty] | Distribution of freezers per functional status | [6 empty] | Cold chain capacity analysis + 5°C - SN1 (EPI-Tenga, 2026) | [6 empty] | + 5°C | Cold chain capacity analysis - 20°C - SN1 (EPI-Tenga, 2026) | [6 empty] | - 20°C |  | Age Refrigerators | Refrigerators | Refrigerators | Refrigerators | Refrigerators | Refrigerators | Age Freezers | Refrigerators | Refrigerators | Refrigerators | Refrigerators | Refrigerators |  | Distribution of equipment per age - SN1 (EPI-Tenga, 2026) |  |  |  |  | Replacement estimated
SN1 | Health structures | Total Population | Live births | Functioning well | Functional, needs repair | Not functional, for breakage | Commissioning issues | New, not installed yet | Total | WICR/WIFR | Functioning well | Functional, needs repair | Not functional, for breakage | Commissioning issues | New, not installed yet | % of CCE | No. of refrigerators | Functioning well | Functional, needs repair | Not functional, for breakage | Commissioning issues | New, not installed yet | % of CCE | No. of freezers | Functioning well | Functional, needs repair | Not functional, for breakage | Commissioning issues | New, not installed yet | % of CCE | total capacity installed | Functioning well | Functional, needs repair | Not functional, for breakage | Commissioning issues | New, not installed yet | usable capacity available | Capacity required at +5°C, litres | total capacity installed | Functioning well | Functional, needs repair | Not functional, for breakage | Commissioning issues | New, not installed yet | usable capacity available | Capacity required at +5°C, litres |  | All Refrigerators | Functioning well | Functional, needs repair | Not functional, for breakage | Commissioning issues | New, not installed yet | All Freezers | Functioning well | Functional, needs repair | Not functional, for breakage | Commissioning issues | New, not installed yet |  | <=5years | 5-10years | 10-15years | >15years |  | 2025 | 2026 | 2027 | 2028 | 2029 | Total Replacement estimated
A | B | C | D | E | F | G | H | I | J | K | L | M | N | O | P | Q | R | S | T | U | V | W | X | Y | Z | AA | AB | AC | AD | AE | AF | AG | AH | AI | AJ | AK | AL | AM | AN | AO | AP | AQ | AR | AS | AT | AU | AV | AW | AX | AY | AZ | BA | BB | BC | BD | BE | BF | BG | BH | BI | BJ | BK | BL | BM | BN | BO | BP | BQ | BR | BS | BT
0 | Armazém Provincial de Vacinas de Cabo Delgado | 3332919 | 133316.76 | 11 | 0 | 0 | 0 | 0 | 11 | 2 | 2 | 0 | 0 | 0 | 0 | 0.18182 | 7 | 7 | 0 | 0 | 0 | 0 | 0.63636 | 2 | 2 | 0 | 0 | 0 | 0 | 0.18182 | 8578.3077 | 8578.3077 | 0 | 0 | 0 | 0 | 8578.3077 | #DIV/0! | 6082 | 6082 | 0 | 0 | 0 | 0 | 6082 | #DIV/0! |  | 3 | 3 |  |  |  |  | 3 | 3 | [5 empty] | 10 | 1 | 0 | 0 |  | 0 | 0 | 0 | 0 | 0 | 0
0 | Armazém Provincial de Vacinas de Niassa | 2759489 | 110379.56 | 6 | 0 | 0 | 0 | 0 | 6 | 1 | 1 | 0 | 0 | 0 | 0 | 0.16667 | 2 | 2 | 0 | 0 | 0 | 0 | 0.33333 | 3 | 3 | 0 | 0 | 0 | 0 | 0.5 | 7982.3077 | 7982.3077 | 0 | 0 | 0 | 0 | 7982.3077 | #DIV/0! | 843 | 843 | 0 | 0 | 0 | 0 | 843 | #DIV/0! |  | 3 | 3 |  |  |  |  | 2 | 2 | [5 empty] | 6 | 0 | 0 | 0 |  | 0 | 0 | 0 | 0 | 0 | 0
0 | Armazém Provincial de Vacinas de Nampula | 7934245 | 317369.8 | 10 | 0 | 0 | 0 | 0 | 10 | 6 | 6 | 0 | 0 | 0 | 0 | 0.6 | 2 | 2 | 0 | 0 | 0 | 0 | 0.2 | 2 | 2 | 0 | 0 | 0 | 0 | 0.2 | 41903.7363 | 41903.7363 | 0 | 0 | 0 | 0 | 41903.7363 | #DIV/0! | 5462 | 5462 | 0 | 0 | 0 | 0 | 5462 | #DIV/0! |  | 5 | 5 |  |  |  |  | 3 | 3 | [5 empty] | 8 | 2 | 0 | 0 |  | 0 | 0 | 0 | 0 | 0 | 0
0 | Armazém Provincial de Vacinas da Zambézia | 7172464 | 286898.56 | 10 | 0 | 0 | 0 | 0 | 10 | 3 | 3 | 0 | 0 | 0 | 0 | 0.3 | 3 | 3 | 0 | 0 | 0 | 0 | 0.3 | 4 | 4 | 0 | 0 | 0 | 0 | 0.4 | 25358.4249 | 25358.4249 | 0 | 0 | 0 | 0 | 25358.4249 | #DIV/0! | 1124 | 1124 | 0 | 0 | 0 | 0 | 1124 | #DIV/0! |  | 8 | 8 |  |  |  |  | 3 | 3 | [5 empty] | 6 | 4 | 0 | 0 |  | 0 | 0 | 0 | 0 | 0 | 0
0 | Armazém Provincial de Vacinas de Sofala | 3239372 | 129574.88 | 7 | 0 | 2 | 0 | 0 | 9 | 5 | 5 | 0 | 0 | 0 | 0 | 0.55556 | 2 | 0 | 0 | 2 | 0 | 0 | 0.22222 | 2 | 2 | 0 | 0 | 0 | 0 | 0.22222 | 28669.9231 | 28596.9231 | 0 | 73 | 0 | 0 | 28596.9231 | #DIV/0! | 5462 | 5462 | 0 | 0 | 0 | 0 | 5462 | #DIV/0! |  | 8 |  |  | 8 |  |  | 2 | 2 | [5 empty] | 5 | 4 | 0 | 0 |  | 2 | 0 | 0 | 0 | 2 | 4
0 | Armazém Provincial de Vacinas de Tete | 3899022 | 155960.88 | 7 | 0 | 0 | 0 | 0 | 7 | 3 | 3 | 0 | 0 | 0 | 0 | 0.42857 | 4 | 4 | 0 | 0 | 0 | 0 | 0.57143 | 0 | 0 | 0 | 0 | 0 | 0 | 0 | 13792.3077 | 13792.3077 | 0 | 0 | 0 | 0 | 13792.3077 | #DIV/0! | 4900 | 4900 | 0 | 0 | 0 | 0 | 4900 | #DIV/0! |  | 3 | 3 | [11 empty] | 6 | 1 | 0 | 0 |  | 0 | 0 | 0 | 0 | 1 | 1
0 | Armazém Provincial de Vacinas de Manica | 2780703 | 111228.12 | 8 | 0 | 0 | 0 | 0 | 8 | 3 | 3 | 0 | 0 | 0 | 0 | 0.375 | 4 | 4 | 0 | 0 | 0 | 0 | 0.5 | 1 | 1 | 0 | 0 | 0 | 0 | 0.125 | 16882 | 16882 | 0 | 0 | 0 | 0 | 16882 | #DIV/0! | 281 | 281 | 0 | 0 | 0 | 0 | 281 | #DIV/0! |  | 2 | 2 |  |  |  |  | 2 | 2 | [5 empty] | 8 | 0 | 0 | 0 |  | 0 | 0 | 0 | 0 | 0 | 0
0 | Armazém Provincial de Vacinas de Maputo Cidade | 1157120 | 46284.8 | 9 | 0 | 0 | 0 | 0 | 9 | 4 | 4 | 0 | 0 | 0 | 0 | 0.44444 | 3 | 3 | 0 | 0 | 0 | 0 | 0.33333 | 2 | 2 | 0 | 0 | 0 | 0 | 0.22222 | 31075.2308 | 31075.2308 | 0 | 0 | 0 | 0 | 31075.2308 | #DIV/0! | 562 | 562 | 0 | 0 | 0 | 0 | 562 | #DIV/0! |  | 3 | 3 |  |  |  |  | 3 | 3 | [5 empty] | 9 | 0 | 0 | 0 |  | 0 | 0 | 0 | 0 | 0 | 0
0 | Armazém Provincial de Vacinas de Maputo Província | 3138511 | 125540.44 | 6 | 0 | 0 | 0 | 0 | 6 | 3 | 3 | 0 | 0 | 0 | 0 | 0.5 | 2 | 2 | 0 | 0 | 0 | 0 | 0.33333 | 1 | 1 | 0 | 0 | 0 | 0 | 0.16667 | 20445.6154 | 20445.6154 | 0 | 0 | 0 | 0 | 20445.6154 | #DIV/0! | 281 | 281 | 0 | 0 | 0 | 0 | 281 | #DIV/0! |  | 2 | 2 |  |  |  |  | 2 | 2 | [5 empty] | 6 | 0 | 0 | 0 |  | 0 | 0 | 0 | 0 | 0 | 0
0 | Armazém Provincial de Vacinas de Gaza | 1566781 | 62671.24 | 6 | 0 | 0 | 0 | 0 | 6 | 1 | 1 | 0 | 0 | 0 | 0 | 0.16667 | 3 | 3 | 0 | 0 | 0 | 0 | 0.5 | 2 | 2 | 0 | 0 | 0 | 0 | 0.33333 | 7933.8077 | 7933.8077 | 0 | 0 | 0 | 0 | 7933.8077 | #DIV/0! | 562 | 562 | 0 | 0 | 0 | 0 | 562 | #DIV/0! |  | 2 | 2 |  |  |  |  | 2 | 2 | [5 empty] | 5 | 1 | 0 | 0 |  | 0 | 0 | 0 | 0 | 0 | 0
0 | Armazém Provincial de Vacinas de Inhambane | 1708476 | 68339.04 | 7 | 0 | 0 | 0 | 0 | 7 | 1 | 1 | 0 | 0 | 0 | 0 | 0.14286 | 3 | 3 | 0 | 0 | 0 | 0 | 0.42857 | 3 | 3 | 0 | 0 | 0 | 0 | 0.42857 | 245.5 | 245.5 | 0 | 0 | 0 | 0 | 245.5 | #DIV/0! | 5743 | 5743 | 0 | 0 | 0 | 0 | 5743 | #DIV/0! |  | 8.6667 | 8.6667 |  |  |  |  | 3 | 3 | [5 empty] | 4 | 3 | 0 | 0 |  | 0 | 0 | 0 | 0 | 2 | 2
|  | 0 | 0 | [5 empty] | 0 | [28 empty] | 0 | [7 empty] | 0 | [14 empty] | 0 | 0 | 0 | 0 | [6 empty] | 0
|  | 0 | 0 | [5 empty] | 0 | [28 empty] | 0 | [7 empty] | 0 | [14 empty] | 0 | 0 | 0 | 0 | [6 empty] | 0
|  | 0 | 0 | [5 empty] | 0 | [28 empty] | 0 | [7 empty] | 0 | [14 empty] | 0 | 0 | 0 | 0 | [6 empty] | 0
|  | 0 | 0 | [5 empty] | 0 | [28 empty] | 0 | [7 empty] | 0 | [14 empty] | 0 | 0 | 0 | 0 | [6 empty] | 0
|  | 0 | 0 | [5 empty] | 0 | [28 empty] | 0 | [7 empty] | 0 | [14 empty] | 0 | 0 | 0 | 0 | [6 empty] | 0
|  | 0 | 0 | [5 empty] | 0 | [28 empty] | 0 | [7 empty] | 0 | [14 empty] | 0 | 0 | 0 | 0 | [6 empty] | 0
|  | 0 | 0 | [5 empty] | 0 | [28 empty] | 0 | [7 empty] | 0 | [14 empty] | 0 | 0 | 0 | 0 | [6 empty] | 0
|  | 0 | 0 | [5 empty] | 0 | [28 empty] | 0 | [7 empty] | 0 | [14 empty] | 0 | 0 | 0 | 0 | [6 empty] | 0
|  | 0 | 0 | [5 empty] | 0 | [28 empty] | 0 | [7 empty] | 0 | [14 empty] | 0 | 0 | 0 | 0 | [6 empty] | 0
|  | 0 | 0 | [5 empty] | 0 | [28 empty] | 0 | [7 empty] | 0 | [14 empty] | 0 | 0 | 0 | 0 | [6 empty] | 0
|  | 0 | 0 | [5 empty] | 0 | [28 empty] | 0 | [7 empty] | 0 | [14 empty] | 0 | 0 | 0 | 0 | [6 empty] | 0
|  | 0 | 0 | [5 empty] | 0 | [28 empty] | 0 | [7 empty] | 0 | [14 empty] | 0 | 0 | 0 | 0 | [6 empty] | 0
|  | 0 | 0 | [5 empty] | 0 | [28 empty] | 0 | [7 empty] | 0 | [14 empty] | 0 | 0 | 0 | 0 | [6 empty] | 0
|  | 0 | 0 | [5 empty] | 0 | [28 empty] | 0 | [7 empty] | 0 | [14 empty] | 0 | 0 | 0 | 0 | [6 empty] | 0
|  | 0 | 0 | [5 empty] | 0 | [28 empty] | 0 | [7 empty] | 0 | [14 empty] | 0 | 0 | 0 | 0 | [6 empty] | 0
|  | 0 | 0 | [5 empty] | 0 | [28 empty] | 0 | [7 empty] | 0 | [14 empty] | 0 | 0 | 0 | 0 | [6 empty] | 0
|  | 0 | 0 | [5 empty] | 0 | [28 empty] | 0 | [7 empty] | 0 | [14 empty] | 0 | 0 | 0 | 0 | [6 empty] | 0
|  | 0 | 0 | [5 empty] | 0 | [28 empty] | 0 | [7 empty] | 0 | [14 empty] | 0 | 0 | 0 | 0 | [6 empty] | 0
|  | 0 | 0 | [5 empty] | 0 | [28 empty] | 0 | [7 empty] | 0 | [14 empty] | 0 | 0 | 0 | 0 | [6 empty] | 0
|  | 0 | 0 | [5 empty] | 0 | [28 empty] | 0 | [7 empty] | 0 | [14 empty] | 0 | 0 | 0 | 0 | [6 empty] | 0
|  | 0 | 0 | [5 empty] | 0 | [28 empty] | 0 | [7 empty] | 0 | [14 empty] | 0 | 0 | 0 | 0 | [6 empty] | 0
|  | 0 | 0 | [5 empty] | 0 | [28 empty] | 0 | [7 empty] | 0 | [14 empty] | 0 | 0 | 0 | 0 | [6 empty] | 0
|  | 0 | 0 | [5 empty] | 0 | [28 empty] | 0 | [7 empty] | 0 | [14 empty] | 0 | 0 | 0 | 0 | [6 empty] | 0
|  | 0 | 0 | [5 empty] | 0 | [28 empty] | 0 | [7 empty] | 0 | [14 empty] | 0 | 0 | 0 | 0 | [6 empty] | 0
|  | 0 | 0 | [5 empty] | 0 | [28 empty] | 0 | [7 empty] | 0 | [14 empty] | 0 | 0 | 0 | 0 | [6 empty] | 0
|  | 0 | 0 | [5 empty] | 0 | [28 empty] | 0 | [7 empty] | 0 | [14 empty] | 0 | 0 | 0 | 0 | [6 empty] | 0
|  | 0 | 0 | [5 empty] | 0 | [28 empty] | 0 | [7 empty] | 0 | [14 empty] | 0 | 0 | 0 | 0 | [6 empty] | 0
|  | 0 | 0 | [5 empty] | 0 | [28 empty] | 0 | [7 empty] | 0 | [14 empty] | 0 | 0 | 0 | 0 | [6 empty] | 0
|  | 0 | 0 | [5 empty] | 0 | [28 empty] | 0 | [7 empty] | 0 | [14 empty] | 0 | 0 | 0 | 0 | [6 empty] | 0
|  | 0 | 0 | [5 empty] | 0 | [28 empty] | 0 | [7 empty] | 0 | [14 empty] | 0 | 0 | 0 | 0 | [6 empty] | 0
|  | 0 | 0 | [5 empty] | 0 | [28 empty] | 0 | [7 empty] | 0 | [14 empty] | 0 | 0 | 0 | 0 | [6 empty] | 0
|  | 0 | 0 | [5 empty] | 0 | [28 empty] | 0 | [7 empty] | 0 | [14 empty] | 0 | 0 | 0 | 0 | [6 empty] | 0
|  | 0 | 0 | [5 empty] | 0 | [28 empty] | 0 | [7 empty] | 0 | [14 empty] | 0 | 0 | 0 | 0 | [6 empty] | 0
|  | 0 | 0 | [5 empty] | 0 | [28 empty] | 0 | [7 empty] | 0 | [14 empty] | 0 | 0 | 0 | 0 | [6 empty] | 0
|  | 0 | 0 | [5 empty] | 0 | [28 empty] | 0 | [7 empty] | 0 | [14 empty] | 0 | 0 | 0 | 0 | [6 empty] | 0
|  | 0 | 0 | [5 empty] | 0 | [28 empty] | 0 | [7 empty] | 0 | [14 empty] | 0 | 0 | 0 | 0 | [6 empty] | 0
|  | 0 | 0 | [5 empty] | 0 | [28 empty] | 0 | [7 empty] | 0 | [14 empty] | 0 | 0 | 0 | 0 | [6 empty] | 0
|  | 0 | 0 | [5 empty] | 0 | [28 empty] | 0 | [7 empty] | 0 | [14 empty] | 0 | 0 | 0 | 0 | [6 empty] | 0
|  | 0 | 0 | [5 empty] | 0 | [28 empty] | 0 | [7 empty] | 0 | [14 empty] | 0 | 0 | 0 | 0 | [6 empty] | 0

## Analysis_LD
GAP ANALYSIS OF COLD CHAIN EQUIPMENT AT THE DISTRICT & PROVINCIAL STORES | [31 empty] | Cold chain capacity analysis | [16 empty] | Age Refrigerators Lowest distribution
|  | Eqpt | 38689104.0942 | 1547564.1638 | 442 | 5 | 21 | 0 | 0 | 468 | 6 | 6 | 0 | 0 | 0 | 0 | 0.012821 | 375 | 351 | 5 | 19 | 0 | 0 | 0.80128 | 87 | 85 | 0 | 2 | 0 | 0 | 0.1859 | 61721.0154 | 60336.3154 | 268.5 | 1116.2 | 0 | 0 | 60336.3154 |  | 24447 | 23885 | 0 | 562 | 0 | 0 | 23885 |  |  |  | 3.6577 | 7.25 | 5.7692 |  |  | 2.8303 | 2.8457 |  | 2.5 |  |  |  | 414 | 41 | 11 | 2 |  | 32 | 0 | 0 | 0 | 21 | 53
|  | Facilities | 161 | 161 | 151 | 4 | 14 | 0 | 0 | 159 | 6 | 6 | 0 | 0 | 0 | 0 | 0.037736 | 148 | 139 | 4 | 13 | 0 | 0 | 0.93082 | 55 | 54 | 0 | 2 | 0 | 0 | 0.34591 | 148 | 139 | 4 | 13 | 0 | 0 | 139 | 0 | 55 | 54 | 0 | 2 | 0 | 0 | 54 |  |  | 148 | 139 | 4 | 13 | 0 | 0 | 55 | 54 | 0 | 2 | 0 | 0 |  | 0.88462 | 0.087607 | 0.023504 | 0.0042735 |  | 0.068376 | 0 | 0 | 0 | 0.044872 | 0.11325
|  | LD |  |  | Distribution of CCE per functional status | [5 empty] | Distribution of WICR/WIFR per functional status | [6 empty] | Distribution of refrigerators per functional status | [6 empty] | Distribution of freezers per functional status | [6 empty] | Cold chain capacity analysis + 5°C - LD (EPI-Tenga, 2026) | [6 empty] | + 5°C | Cold chain capacity analysis - 20°C - LD (EPI-Tenga, 2026) | [6 empty] | - 20°C |  | Age Refrigerators | Refrigerators | Refrigerators | Refrigerators | Refrigerators | Refrigerators | Age Freezers | Refrigerators | Refrigerators | Refrigerators | Refrigerators | Refrigerators |  | Distribution of equipment per age - LD (EPI-Tenga, 2026) |  |  |  |  | Replacement estimated
Province | District | Health structures | Total Population | Live births | Functioning well | Functional, needs repair | Not functional, for breakage | Commissioning issues | New, not installed yet | Total | WICR/WIFR | Functioning well | Functional, needs repair | Not functional, for breakage | Commissioning issues | New, not installed yet | % of CCE | No. of refrigerators | Functioning well | Functional, needs repair | Not functional, for breakage | Commissioning issues | New, not installed yet | % of CCE | No. of freezers | Functioning well | Functional, needs repair | Not functional, for breakage | Commissioning issues | New, not installed yet | % of CCE | total capacity installed | Functioning well | Functional, needs repair | Not functional, for breakage | Commissioning issues | New, not installed yet | usable capacity available | Capacity required at +5°C, litres | total capacity installed | Functioning well | Functional, needs repair | Not functional, for breakage | Commissioning issues | New, not installed yet | usable capacity available | Capacity required at -20°C, litres |  | All Refrigerators | Functioning well | Functional, needs repair | Not functional, for breakage | Commissioning issues | New, not installed yet | All Freezers | Functioning well | Functional, needs repair | Not functional, for breakage | Commissioning issues | New, not installed yet |  | <=5years | 5-10years | 10-15years | >15years |  | 2025 | 2026 | 2027 | 2028 | 2029 | Total Replacement estimated
A | B | C | D | E | F | G | H | I | J | K | L | M | N | O | P | Q | R | S | T | U | V | W | X | Y | Z | AA | AB | AC | AD | AE | AF | AG | AH | AI | AJ | AK | AL | AM | AN | AO | AP | AQ | AR | AS | AT | AU | AV | AW | AX | AY | AZ | BA | BB | BC | BD | BE | BF | BG | BH | BI | BJ | BK | BL | BM | BN | BO | BP | BQ | BR | BS | BT | BU
CABO DELGADO | CIDADE DE PEMBA | Depósito Distrital da Cidade de Pemba | 689958 | 27598.32 | 7 | 0 | 0 | 0 | 0 | 7 | 0 | 0 | 0 | 0 | 0 | 0 | 0 | 7 | 7 | 0 | 0 | 0 | 0 | 1 | 0 | 0 | 0 | 0 | 0 | 0 | 0 | 692.5 | 692.5 | 0 | 0 | 0 | 0 | 692.5 | #DIV/0! | 0 | 0 | 0 | 0 | 0 | 0 | 0 | #DIV/0! | #DIV/0! | 3.1429 | 3.1429 | [11 empty] | 7 | 0 | 0 | 0 |  | 0 | 0 | 0 | 0 | 0 | 0
CABO DELGADO | METUGE | Depósito D. METUGE | 93356.6338 | 3734.2654 | 2 | 0 | 0 | 0 | 0 | 2 | 0 | 0 | 0 | 0 | 0 | 0 | 0 | 2 | 2 | 0 | 0 | 0 | 0 | 1 | 0 | 0 | 0 | 0 | 0 | 0 | 0 | 200.5 | 200.5 | 0 | 0 | 0 | 0 | 200.5 | #DIV/0! | 0 | 0 | 0 | 0 | 0 | 0 | 0 | #DIV/0! | #DIV/0! | 2.5 | 2.5 | [11 empty] | 2 | 0 | 0 | 0 |  | 0 | 0 | 0 | 0 | 0 | 0
CABO DELGADO | ANCUABE | Depósito D. ANCUABE | 454436 | 18177.44 | 3 | 0 | 0 | 0 | 0 | 3 | 0 | 0 | 0 | 0 | 0 | 0 | 0 | 3 | 3 | 0 | 0 | 0 | 0 | 1 | 0 | 0 | 0 | 0 | 0 | 0 | 0 | 76 | 76 | 0 | 0 | 0 | 0 | 76 | #DIV/0! | 0 | 0 | 0 | 0 | 0 | 0 | 0 | #DIV/0! | #DIV/0! | 2 | 2 | [11 empty] | 3 | 0 | 0 | 0 |  | 0 | 0 | 0 | 0 | 0 | 0
CABO DELGADO | MONTEPUEZ | Depósito D. MONTEPUEZ | 292619 | 11704.76 | 3 | 0 | 0 | 0 | 0 | 3 | 0 | 0 | 0 | 0 | 0 | 0 | 0 | 3 | 3 | 0 | 0 | 0 | 0 | 1 | 0 | 0 | 0 | 0 | 0 | 0 | 0 | 166.5 | 166.5 | 0 | 0 | 0 | 0 | 166.5 | #DIV/0! | 0 | 0 | 0 | 0 | 0 | 0 | 0 | #DIV/0! | #DIV/0! | 3 | 3 | [11 empty] | 3 | 0 | 0 | 0 |  | 0 | 0 | 0 | 0 | 0 | 0
CABO DELGADO | MACOMIA | Depósito D. MACOMIA | 129254 | 5170.16 | 0 | 0 | 3 | 0 | 0 | 3 | 0 | 0 | 0 | 0 | 0 | 0 | 0 | 3 | 0 | 0 | 3 | 0 | 0 | 1 | 0 | 0 | 0 | 0 | 0 | 0 | 0 | 60 | 0 | 0 | 60 | 0 | 0 | 0 | #DIV/0! | 0 | 0 | 0 | 0 | 0 | 0 | 0 | #DIV/0! | #DIV/0! | 3 |  |  | 3 | [9 empty] | 3 | 0 | 0 | 0 |  | 3 | 0 | 0 | 0 | 0 | 3
CABO DELGADO | BALAMA | Depósito D. BALAMA | 154784.1018 | 6191.3641 | 3 | 0 | 0 | 0 | 0 | 3 | 0 | 0 | 0 | 0 | 0 | 0 | 0 | 3 | 3 | 0 | 0 | 0 | 0 | 1 | 0 | 0 | 0 | 0 | 0 | 0 | 0 | 60 | 60 | 0 | 0 | 0 | 0 | 60 | #DIV/0! | 0 | 0 | 0 | 0 | 0 | 0 | 0 | #DIV/0! | #DIV/0! | 3 | 3 | [11 empty] | 3 | 0 | 0 | 0 |  | 0 | 0 | 0 | 0 | 0 | 0
CABO DELGADO | NAMUMO | Depósito D. NAMUMO | 213445.1908 | 8537.8076 | 1 | 0 | 0 | 0 | 0 | 1 | 0 | 0 | 0 | 0 | 0 | 0 | 0 | 1 | 1 | 0 | 0 | 0 | 0 | 1 | 0 | 0 | 0 | 0 | 0 | 0 | 0 | 145 | 145 | 0 | 0 | 0 | 0 | 145 | #DIV/0! | 0 | 0 | 0 | 0 | 0 | 0 | 0 | #DIV/0! | #DIV/0! | 3 | 3 | [11 empty] | 1 | 0 | 0 | 0 |  | 0 | 0 | 0 | 0 | 0 | 0
CABO DELGADO | CHIURE | Depósito D. CHIURE | 498634 | 19945.36 | 2 | 0 | 0 | 0 | 0 | 2 | 0 | 0 | 0 | 0 | 0 | 0 | 0 | 2 | 2 | 0 | 0 | 0 | 0 | 1 | 0 | 0 | 0 | 0 | 0 | 0 | 0 | 72 | 72 | 0 | 0 | 0 | 0 | 72 | #DIV/0! | 0 | 0 | 0 | 0 | 0 | 0 | 0 | #DIV/0! | #DIV/0! | 4 | 4 | [11 empty] | 2 | 0 | 0 | 0 |  | 0 | 0 | 0 | 0 | 0 | 0
CABO DELGADO | MECUFI | Depósito D. MECUFI | 53970.3665 | 2158.8147 | 2 | 0 | 0 | 0 | 0 | 2 | 0 | 0 | 0 | 0 | 0 | 0 | 0 | 2 | 2 | 0 | 0 | 0 | 0 | 1 | 0 | 0 | 0 | 0 | 0 | 0 | 0 | 161 | 161 | 0 | 0 | 0 | 0 | 161 | #DIV/0! | 0 | 0 | 0 | 0 | 0 | 0 | 0 | #DIV/0! | #DIV/0! | 3 | 3 | [11 empty] | 2 | 0 | 0 | 0 |  | 0 | 0 | 0 | 0 | 0 | 0
CABO DELGADO | MUEDA | Depósito D. MUEDA | 170711 | 6828.44 | 2 | 0 | 0 | 0 | 0 | 2 | 0 | 0 | 0 | 0 | 0 | 0 | 0 | 2 | 2 | 0 | 0 | 0 | 0 | 1 | 0 | 0 | 0 | 0 | 0 | 0 | 0 | 136 | 136 | 0 | 0 | 0 | 0 | 136 | #DIV/0! | 0 | 0 | 0 | 0 | 0 | 0 | 0 | #DIV/0! | #DIV/0! | 3 | 3 | [11 empty] | 2 | 0 | 0 | 0 |  | 0 | 0 | 0 | 0 | 0 | 0
CABO DELGADO | MUIDUMBE | Depósito D. MUIDUMBE | 159818.9982 | 6392.7599 | 0 | 0 | 2 | 0 | 0 | 2 | 0 | 0 | 0 | 0 | 0 | 0 | 0 | 2 | 0 | 0 | 2 | 0 | 0 | 1 | 0 | 0 | 0 | 0 | 0 | 0 | 0 | 136 | 0 | 0 | 136 | 0 | 0 | 0 | #DIV/0! | 0 | 0 | 0 | 0 | 0 | 0 | 0 | #DIV/0! | #DIV/0! | 3 |  |  | 3 | [9 empty] | 2 | 0 | 0 | 0 |  | 2 | 0 | 0 | 0 | 0 | 2
CABO DELGADO | NANGADE | Depósito D. NANGADE | 78744.3946 | 3149.7758 | 0 | 0 | 2 | 0 | 0 | 2 | 0 | 0 | 0 | 0 | 0 | 0 | 0 | 2 | 0 | 0 | 2 | 0 | 0 | 1 | 0 | 0 | 0 | 0 | 0 | 0 | 0 | 340 | 0 | 0 | 340 | 0 | 0 | 0 | #DIV/0! | 0 | 0 | 0 | 0 | 0 | 0 | 0 | #DIV/0! | #DIV/0! | 3 |  |  | 3 | [9 empty] | 2 | 0 | 0 | 0 |  | 2 | 0 | 0 | 0 | 0 | 2
CABO DELGADO | IBO | Depósito D. IBO | 14097.0606 | 563.8824 | 0 | 0 | 3 | 0 | 0 | 3 | 0 | 0 | 0 | 0 | 0 | 0 | 0 | 2 | 0 | 0 | 2 | 0 | 0 | 0.66667 | 1 | 0 | 0 | 1 | 0 | 0 | 0.33333 | 116.5 | 0 | 0 | 116.5 | 0 | 0 | 0 | #DIV/0! | 281 | 0 | 0 | 281 | 0 | 0 | 0 | #DIV/0! | #DIV/0! | 2.5 |  |  | 2.5 |  |  | 2 |  |  | 2 |  |  |  | 3 | 0 | 0 | 0 |  | 3 | 0 | 0 | 0 | 0 | 3
CABO DELGADO | MELUCO | Depósito D. MELUCO | 28466.8628 | 1138.6745 | 2 | 0 | 0 | 0 | 0 | 2 | 0 | 0 | 0 | 0 | 0 | 0 | 0 | 2 | 2 | 0 | 0 | 0 | 0 | 1 | 0 | 0 | 0 | 0 | 0 | 0 | 0 | 116.5 | 116.5 | 0 | 0 | 0 | 0 | 116.5 | #DIV/0! | 0 | 0 | 0 | 0 | 0 | 0 | 0 | #DIV/0! | #DIV/0! | 1 | 1 | [11 empty] | 2 | 0 | 0 | 0 |  | 0 | 0 | 0 | 0 | 0 | 0
CABO DELGADO | MOCIMBOA DA PRAIA | Depósito D. MOCIMBOA DA PRAIA | 165397 | 6615.88 | 0 | 0 | 2 | 0 | 0 | 2 | 0 | 0 | 0 | 0 | 0 | 0 | 0 | 2 | 0 | 0 | 2 | 0 | 0 | 1 | 0 | 0 | 0 | 0 | 0 | 0 | 0 | 91.5 | 0 | 0 | 91.5 | 0 | 0 | 0 | #DIV/0! | 0 | 0 | 0 | 0 | 0 | 0 | 0 | #DIV/0! | #DIV/0! | 3.5 |  |  | 3.5 | [9 empty] | 2 | 0 | 0 | 0 |  | 2 | 0 | 0 | 0 | 0 | 2
CABO DELGADO | PALMA | Depósito D. PALMA | 78024.6599 | 3120.9864 | 0 | 0 | 1 | 0 | 0 | 1 | 0 | 0 | 0 | 0 | 0 | 0 | 0 | 1 | 0 | 0 | 1 | 0 | 0 | 1 | 0 | 0 | 0 | 0 | 0 | 0 | 0 | 80.5 | 0 | 0 | 80.5 | 0 | 0 | 0 | #DIV/0! | 0 | 0 | 0 | 0 | 0 | 0 | 0 | #DIV/0! | #DIV/0! | 3 |  |  | 3 | [9 empty] | 1 | 0 | 0 | 0 |  | 1 | 0 | 0 | 0 | 0 | 1
CABO DELGADO | QUISSANGA | Depósito D. QUISSANGA | 57201.0556 | 2288.0422 | 1 | 0 | 0 | 0 | 0 | 1 | 0 | 0 | 0 | 0 | 0 | 0 | 0 | 1 | 1 | 0 | 0 | 0 | 0 | 1 | 0 | 0 | 0 | 0 | 0 | 0 | 0 | 145 | 145 | 0 | 0 | 0 | 0 | 145 | #DIV/0! | 0 | 0 | 0 | 0 | 0 | 0 | 0 | #DIV/0! | #DIV/0! | 3 | 3 | [11 empty] | 1 | 0 | 0 | 0 |  | 0 | 0 | 0 | 0 | 0 | 0
NIASSA | DISTRITO DE LICHINGA | Depósito D. LICHINGA | 591286 | 23651.44 | 3 | 0 | 0 | 0 | 0 | 3 | 0 | 0 | 0 | 0 | 0 | 0 | 0 | 2 | 2 | 0 | 0 | 0 | 0 | 0.66667 | 1 | 1 | 0 | 0 | 0 | 0 | 0.33333 | 290 | 290 | 0 | 0 | 0 | 0 | 290 | #DIV/0! | 281 | 281 | 0 | 0 | 0 | 0 | 281 | #DIV/0! | #DIV/0! | 3 | 3 |  |  |  |  | 2 | 2 | [5 empty] | 3 | 0 | 0 | 0 |  | 0 | 0 | 0 | 0 | 0 | 0
NIASSA | CHIMBONILA | Depósito D. CHIMBONILA | 105797.84 | 4231.9136 | 3 | 1 | 0 | 0 | 0 | 4 | 0 | 0 | 0 | 0 | 0 | 0 | 0 | 3 | 2 | 1 | 0 | 0 | 0 | 0.75 | 1 | 1 | 0 | 0 | 0 | 0 | 0.25 | 131 | 75.5 | 55.5 | 0 | 0 | 0 | 75.5 | #DIV/0! | 281 | 281 | 0 | 0 | 0 | 0 | 281 | #DIV/0! | #DIV/0! | 3.3333 | 3 | 4 |  |  |  | 2 | 2 | [5 empty] | 4 | 0 | 0 | 0 |  | 0 | 0 | 0 | 0 | 0 | 0
NIASSA | CUAMBA | Depósito D. CUAMBA "Intermediário" | 497531 | 19901.24 | 4 | 0 | 0 | 0 | 0 | 4 | 1 | 1 | 0 | 0 | 0 | 0 | 0.25 | 2 | 2 | 0 | 0 | 0 | 0 | 0.5 | 1 | 1 | 0 | 0 | 0 | 0 | 0.25 | 5656 | 5656 | 0 | 0 | 0 | 0 | 5656 | #DIV/0! | 281 | 281 | 0 | 0 | 0 | 0 | 281 | #DIV/0! | #DIV/0! | 2 | 2 |  |  |  |  | 2 | 2 | [5 empty] | 4 | 0 | 0 | 0 |  | 0 | 0 | 0 | 0 | 0 | 0
NIASSA | MAJUNE | Depósito D. MAJUNE | 57841.8286 | 2313.6731 | 3 | 0 | 0 | 0 | 0 | 3 | 0 | 0 | 0 | 0 | 0 | 0 | 0 | 3 | 3 | 0 | 0 | 0 | 0 | 1 | 0 | 0 | 0 | 0 | 0 | 0 | 0 | 147 | 147 | 0 | 0 | 0 | 0 | 147 | #DIV/0! | 0 | 0 | 0 | 0 | 0 | 0 | 0 | #DIV/0! | #DIV/0! | 2 | 2 | [11 empty] | 3 | 0 | 0 | 0 |  | 0 | 0 | 0 | 0 | 0 | 0
NIASSA | LAGO | Depósito D. LAGO | 212220 | 8488.8 | 2 | 0 | 0 | 0 | 0 | 2 | 0 | 0 | 0 | 0 | 0 | 0 | 0 | 1 | 1 | 0 | 0 | 0 | 0 | 0.5 | 1 | 1 | 0 | 0 | 0 | 0 | 0.5 | 80.5 | 80.5 | 0 | 0 | 0 | 0 | 80.5 | #DIV/0! | 281 | 281 | 0 | 0 | 0 | 0 | 281 | #DIV/0! | #DIV/0! | 2 | 2 |  |  |  |  | 3 | 3 | [5 empty] | 2 | 0 | 0 | 0 |  | 0 | 0 | 0 | 0 | 0 | 0
NIASSA | MANDIMBA | Depósito D. MANDIMBA | 230176 | 9207.04 | 2 | 0 | 0 | 0 | 0 | 2 | 0 | 0 | 0 | 0 | 0 | 0 | 0 | 2 | 2 | 0 | 0 | 0 | 0 | 1 | 0 | 0 | 0 | 0 | 0 | 0 | 0 | 136 | 136 | 0 | 0 | 0 | 0 | 136 | #DIV/0! | 0 | 0 | 0 | 0 | 0 | 0 | 0 | #DIV/0! | #DIV/0! | 2.5 | 2.5 | [11 empty] | 2 | 0 | 0 | 0 |  | 0 | 0 | 0 | 0 | 0 | 0
NIASSA | MARRUPA | Depósito D. MARRUPA | 121847 | 4873.88 | 2 | 0 | 0 | 0 | 0 | 2 | 0 | 0 | 0 | 0 | 0 | 0 | 0 | 2 | 2 | 0 | 0 | 0 | 0 | 1 | 0 | 0 | 0 | 0 | 0 | 0 | 0 | 40 | 40 | 0 | 0 | 0 | 0 | 40 | #DIV/0! | 0 | 0 | 0 | 0 | 0 | 0 | 0 | #DIV/0! | #DIV/0! | 5 | 5 | [11 empty] | 2 | 0 | 0 | 0 |  | 0 | 0 | 0 | 0 | 0 | 0
NIASSA | MAÚA | Depósito D. MAÚA | 83174 | 3326.96 | 4 | 0 | 0 | 0 | 0 | 4 | 0 | 0 | 0 | 0 | 0 | 0 | 0 | 1 | 1 | 0 | 0 | 0 | 0 | 0.25 | 3 | 3 | 0 | 0 | 0 | 0 | 0.75 | 80.5 | 80.5 | 0 | 0 | 0 | 0 | 80.5 | #DIV/0! | 843 | 843 | 0 | 0 | 0 | 0 | 843 | #DIV/0! | #DIV/0! | 7 | 7 |  |  |  |  | 3 | 3 | [5 empty] | 3 | 1 | 0 | 0 |  | 0 | 0 | 0 | 0 | 0 | 0
NIASSA | MAVAGO | Depósito D. MAVAGO | 64049 | 2561.96 | 3 | 0 | 0 | 0 | 0 | 3 | 0 | 0 | 0 | 0 | 0 | 0 | 0 | 1 | 1 | 0 | 0 | 0 | 0 | 0.33333 | 2 | 2 | 0 | 0 | 0 | 0 | 0.66667 | 145 | 145 | 0 | 0 | 0 | 0 | 145 | #DIV/0! | 562 | 562 | 0 | 0 | 0 | 0 | 562 | #DIV/0! | #DIV/0! | 4 | 4 |  |  |  |  | 3 | 3 | [5 empty] | 3 | 0 | 0 | 0 |  | 0 | 0 | 0 | 0 | 0 | 0
NIASSA | MECANHELAS | Depósito D. MECANHELAS | 328208 | 13128.32 | 2 | 0 | 0 | 0 | 0 | 2 | 0 | 0 | 0 | 0 | 0 | 0 | 0 | 0 | 0 | 0 | 0 | 0 | 0 | 0 | 2 | 2 | 0 | 0 | 0 | 0 | 1 | 0 | 0 | 0 | 0 | 0 | 0 | 0 | #DIV/0! | 562 | 562 | 0 | 0 | 0 | 0 | 562 | #DIV/0! | #DIV/0! | #DIV/0! | [5 empty] | 3 | 3 | [5 empty] | 2 | 0 | 0 | 0 |  | 0 | 0 | 0 | 0 | 0 | 0
NIASSA | MECULA | Depósito D. MECULA | 35232 | 1409.28 | 3 | 0 | 0 | 0 | 0 | 3 | 0 | 0 | 0 | 0 | 0 | 0 | 0 | 3 | 3 | 0 | 0 | 0 | 0 | 1 | 0 | 0 | 0 | 0 | 0 | 0 | 0 | 166.5 | 166.5 | 0 | 0 | 0 | 0 | 166.5 | #DIV/0! | 0 | 0 | 0 | 0 | 0 | 0 | 0 | #DIV/0! | #DIV/0! | 6 | 6 | [11 empty] | 0 | 3 | 0 | 0 |  | 0 | 0 | 0 | 0 | 0 | 0
NIASSA | METARICA | Depósito D. METARICA | 72625 | 2905 | 2 | 0 | 0 | 0 | 0 | 2 | 0 | 0 | 0 | 0 | 0 | 0 | 0 | 2 | 2 | 0 | 0 | 0 | 0 | 1 | 0 | 0 | 0 | 0 | 0 | 0 | 0 | 111 | 111 | 0 | 0 | 0 | 0 | 111 | #DIV/0! | 0 | 0 | 0 | 0 | 0 | 0 | 0 | #DIV/0! | #DIV/0! | 2 | 2 | [11 empty] | 2 | 0 | 0 | 0 |  | 0 | 0 | 0 | 0 | 0 | 0
NIASSA | MUEMBE | Depósito D. MUEMBE | 58667 | 2346.68 | 2 | 0 | 0 | 0 | 0 | 2 | 0 | 0 | 0 | 0 | 0 | 0 | 0 | 1 | 1 | 0 | 0 | 0 | 0 | 0.5 | 1 | 1 | 0 | 0 | 0 | 0 | 0.5 | 48 | 48 | 0 | 0 | 0 | 0 | 48 | #DIV/0! | 281 | 281 | 0 | 0 | 0 | 0 | 281 | #DIV/0! | #DIV/0! | 8 | 8 |  |  |  |  | 2 | 2 | [5 empty] | 1 | 1 | 0 | 0 |  | 0 | 0 | 0 | 0 | 0 | 0
NIASSA | NGAÚMA | Depósito D. NGAÚMA | 125742 | 5029.68 | 0 | 2 | 0 | 0 | 0 | 2 | 0 | 0 | 0 | 0 | 0 | 0 | 0 | 2 | 0 | 2 | 0 | 0 | 0 | 1 | 0 | 0 | 0 | 0 | 0 | 0 | 0 | 48 | 0 | 48 | 0 | 0 | 0 | 0 | #DIV/0! | 0 | 0 | 0 | 0 | 0 | 0 | 0 | #DIV/0! | #DIV/0! | 16 |  | 16 | [10 empty] | 0 | 0 | 0 | 2 |  | 2 | 0 | 0 | 0 | 0 | 2
NIASSA | NIPEPE | Depósito D. NIPEPE | 40211.7585 | 1608.4703 | 3 | 0 | 0 | 0 | 0 | 3 | 0 | 0 | 0 | 0 | 0 | 0 | 0 | 3 | 3 | 0 | 0 | 0 | 0 | 1 | 0 | 0 | 0 | 0 | 0 | 0 | 0 | 306 | 306 | 0 | 0 | 0 | 0 | 306 | #DIV/0! | 0 | 0 | 0 | 0 | 0 | 0 | 0 | #DIV/0! | #DIV/0! | 2.6667 | 2.6667 | [11 empty] | 3 | 0 | 0 | 0 |  | 0 | 0 | 0 | 0 | 0 | 0
NIASSA | SANGA | Depósito D. SANGA | 134881 | 5395.24 | 3 | 0 | 0 | 0 | 0 | 3 | 0 | 0 | 0 | 0 | 0 | 0 | 0 | 3 | 3 | 0 | 0 | 0 | 0 | 1 | 0 | 0 | 0 | 0 | 0 | 0 | 0 | 256 | 256 | 0 | 0 | 0 | 0 | 256 | #DIV/0! | 0 | 0 | 0 | 0 | 0 | 0 | 0 | #DIV/0! | #DIV/0! | 2.6667 | 2.6667 | [11 empty] | 3 | 0 | 0 | 0 |  | 0 | 0 | 0 | 0 | 0 | 0
NAMPULA | ANGOCHE | Depósito D. ANGOCHE "Intermediário" | 371012.8308 | 14840.5132 | 5 | 1 | 0 | 0 | 0 | 6 | 1 | 1 | 0 | 0 | 0 | 0 | 0.16667 | 3 | 2 | 1 | 0 | 0 | 0 | 0.5 | 2 | 2 | 0 | 0 | 0 | 0 | 0.33333 | 5955 | 5810 | 145 | 0 | 0 | 0 | 5810 | #DIV/0! | 562 | 562 | 0 | 0 | 0 | 0 | 562 | #DIV/0! | #DIV/0! | 3.3333 | 2 | 6 |  |  |  | 2 | 2 | [5 empty] | 5 | 1 | 0 | 0 |  | 0 | 0 | 0 | 0 | 0 | 0
NAMPULA | NAMPULA | Depósito D. CIDADE DE NAMPULA | 1330436 | 53217.44 | 3 | 0 | 0 | 0 | 0 | 3 | 0 | 0 | 0 | 0 | 0 | 0 | 0 | 2 | 2 | 0 | 0 | 0 | 0 | 0.66667 | 1 | 1 | 0 | 0 | 0 | 0 | 0.33333 | 290 | 290 | 0 | 0 | 0 | 0 | 290 | #DIV/0! | 281 | 281 | 0 | 0 | 0 | 0 | 281 | #DIV/0! | #DIV/0! | 4 | 4 |  |  |  |  | 2 | 2 | [5 empty] | 3 | 0 | 0 | 0 |  | 0 | 0 | 0 | 0 | 0 | 0
NAMPULA | ERATI | Depósito D. ERATI | 515384 | 20615.36 | 2 | 0 | 0 | 0 | 0 | 2 | 0 | 0 | 0 | 0 | 0 | 0 | 0 | 1 | 1 | 0 | 0 | 0 | 0 | 0.5 | 1 | 1 | 0 | 0 | 0 | 0 | 0.5 | 80.5 | 80.5 | 0 | 0 | 0 | 0 | 80.5 | #DIV/0! | 281 | 281 | 0 | 0 | 0 | 0 | 281 | #DIV/0! | #DIV/0! | 3 | 3 |  |  |  |  | 2 | 2 | [5 empty] | 2 | 0 | 0 | 0 |  | 0 | 0 | 0 | 0 | 0 | 0
NAMPULA | MOSSURIL | Depósito D. MOSSURIL | 160565 | 6422.6 | 3 | 0 | 0 | 0 | 0 | 3 | 0 | 0 | 0 | 0 | 0 | 0 | 0 | 2 | 2 | 0 | 0 | 0 | 0 | 0.66667 | 1 | 1 | 0 | 0 | 0 | 0 | 0.33333 | 161 | 161 | 0 | 0 | 0 | 0 | 161 | #DIV/0! | 281 | 281 | 0 | 0 | 0 | 0 | 281 | #DIV/0! | #DIV/0! | 3 | 3 |  |  |  |  | 2 | 2 | [5 empty] | 3 | 0 | 0 | 0 |  | 0 | 0 | 0 | 0 | 0 | 0
NAMPULA | ILHA DE MOÇAMBIQUE | Depósito D. ILHA DE MOÇAMBIQUE | 92286.8291 | 3691.4732 | 2 | 0 | 0 | 0 | 0 | 2 | 0 | 0 | 0 | 0 | 0 | 0 | 0 | 2 | 2 | 0 | 0 | 0 | 0 | 1 | 0 | 0 | 0 | 0 | 0 | 0 | 0 | 206 | 206 | 0 | 0 | 0 | 0 | 206 | #DIV/0! | 0 | 0 | 0 | 0 | 0 | 0 | 0 | #DIV/0! | #DIV/0! | 2.5 | 2.5 | [11 empty] | 2 | 0 | 0 | 0 |  | 0 | 0 | 0 | 0 | 0 | 0
NAMPULA | NACALA PORTO | Depósito D. NACALA PORTO | 399283.796 | 15971.3518 | 3 | 0 | 0 | 0 | 0 | 3 | 0 | 0 | 0 | 0 | 0 | 0 | 0 | 2 | 2 | 0 | 0 | 0 | 0 | 0.66667 | 1 | 1 | 0 | 0 | 0 | 0 | 0.33333 | 290 | 290 | 0 | 0 | 0 | 0 | 290 | #DIV/0! | 281 | 281 | 0 | 0 | 0 | 0 | 281 | #DIV/0! | #DIV/0! | 8 | 8 |  |  |  |  | 2 | 2 | [5 empty] | 1 | 2 | 0 | 0 |  | 0 | 0 | 0 | 0 | 0 | 0
NAMPULA | NACALA A VELHA | Depósito D. NACALA A VELHA | 112525.718 | 4501.0287 | 2 | 0 | 0 | 0 | 0 | 2 | 0 | 0 | 0 | 0 | 0 | 0 | 0 | 2 | 2 | 0 | 0 | 0 | 0 | 1 | 0 | 0 | 0 | 0 | 0 | 0 | 0 | 72 | 72 | 0 | 0 | 0 | 0 | 72 | #DIV/0! | 0 | 0 | 0 | 0 | 0 | 0 | 0 | #DIV/0! | #DIV/0! | 6 | 6 | [11 empty] | 1 | 1 | 0 | 0 |  | 0 | 0 | 0 | 0 | 1 | 1
NAMPULA | MEMBA | Depósito D. MEMBA | 304490 | 12179.6 | 1 | 1 | 0 | 0 | 0 | 2 | 0 | 0 | 0 | 0 | 0 | 0 | 0 | 2 | 1 | 1 | 0 | 0 | 0 | 1 | 0 | 0 | 0 | 0 | 0 | 0 | 0 | 40 | 20 | 20 | 0 | 0 | 0 | 20 | #DIV/0! | 0 | 0 | 0 | 0 | 0 | 0 | 0 | #DIV/0! | #DIV/0! | 5.5 | 8 | 3 | [10 empty] | 1 | 1 | 0 | 0 |  | 0 | 0 | 0 | 0 | 0 | 0
NAMPULA | MUECATE | Depósito D. MUECATE | 310359 | 12414.36 | 4 | 0 | 0 | 0 | 0 | 4 | 0 | 0 | 0 | 0 | 0 | 0 | 0 | 4 | 4 | 0 | 0 | 0 | 0 | 1 | 0 | 0 | 0 | 0 | 0 | 0 | 0 | 261.5 | 261.5 | 0 | 0 | 0 | 0 | 261.5 | #DIV/0! | 0 | 0 | 0 | 0 | 0 | 0 | 0 | #DIV/0! | #DIV/0! | 3 | 3 | [11 empty] | 4 | 0 | 0 | 0 |  | 0 | 0 | 0 | 0 | 0 | 0
NAMPULA | MURRUPULA | Depósito D. MURRUPULA | 177313 | 7092.52 | 3 | 0 | 0 | 0 | 0 | 3 | 0 | 0 | 0 | 0 | 0 | 0 | 0 | 2 | 2 | 0 | 0 | 0 | 0 | 0.66667 | 1 | 1 | 0 | 0 | 0 | 0 | 0.33333 | 161 | 161 | 0 | 0 | 0 | 0 | 161 | #DIV/0! | 281 | 281 | 0 | 0 | 0 | 0 | 281 | #DIV/0! | #DIV/0! | 3 | 3 |  |  |  |  | 3 | 3 | [5 empty] | 3 | 0 | 0 | 0 |  | 0 | 0 | 0 | 0 | 0 | 0
NAMPULA | NACAROA | Depósito D. NACAROA | 154325.9817 | 6173.0393 | 3 | 0 | 0 | 0 | 0 | 3 | 0 | 0 | 0 | 0 | 0 | 0 | 0 | 2 | 2 | 0 | 0 | 0 | 0 | 0.66667 | 1 | 1 | 0 | 0 | 0 | 0 | 0.33333 | 340 | 340 | 0 | 0 | 0 | 0 | 340 | #DIV/0! | 281 | 281 | 0 | 0 | 0 | 0 | 281 | #DIV/0! | #DIV/0! | 3 | 3 |  |  |  |  | 3 | 3 | [5 empty] | 3 | 0 | 0 | 0 |  | 0 | 0 | 0 | 0 | 0 | 0
NAMPULA | RAPALE | Depósito D. RAPALE | 288016 | 11520.64 | 3 | 0 | 0 | 0 | 0 | 3 | 0 | 0 | 0 | 0 | 0 | 0 | 0 | 2 | 2 | 0 | 0 | 0 | 0 | 0.66667 | 1 | 1 | 0 | 0 | 0 | 0 | 0.33333 | 40 | 40 | 0 | 0 | 0 | 0 | 40 | #DIV/0! | 281 | 281 | 0 | 0 | 0 | 0 | 281 | #DIV/0! | #DIV/0! | 3 | 3 |  |  |  |  | 3 | 3 | [5 empty] | 3 | 0 | 0 | 0 |  | 0 | 0 | 0 | 0 | 0 | 0
NAMPULA | MOMA | Depósito D. MOMA | 723425.5752 | 28937.023 | 3 | 0 | 0 | 0 | 0 | 3 | 0 | 0 | 0 | 0 | 0 | 0 | 0 | 3 | 3 | 0 | 0 | 0 | 0 | 1 | 0 | 0 | 0 | 0 | 0 | 0 | 0 | 108 | 108 | 0 | 0 | 0 | 0 | 108 | #DIV/0! | 0 | 0 | 0 | 0 | 0 | 0 | 0 | #DIV/0! | #DIV/0! | 1 | 1 | [11 empty] | 3 | 0 | 0 | 0 |  | 0 | 0 | 0 | 0 | 0 | 0
NAMPULA | MOGINCUAL | Depósito D. MOGINCUAL | 206358.5059 | 8254.3402 | 3 | 0 | 0 | 0 | 0 | 3 | 0 | 0 | 0 | 0 | 0 | 0 | 0 | 2 | 2 | 0 | 0 | 0 | 0 | 0.66667 | 1 | 1 | 0 | 0 | 0 | 0 | 0.33333 | 72 | 72 | 0 | 0 | 0 | 0 | 72 | #DIV/0! | 281 | 281 | 0 | 0 | 0 | 0 | 281 | #DIV/0! | #DIV/0! | 3 | 3 |  |  |  |  | 3 | 3 | [5 empty] | 3 | 0 | 0 | 0 |  | 0 | 0 | 0 | 0 | 0 | 0
NAMPULA | MALEMA | Depósito D. MALEMA | 268967 | 10758.68 | 3 | 0 | 0 | 0 | 0 | 3 | 0 | 0 | 0 | 0 | 0 | 0 | 0 | 3 | 3 | 0 | 0 | 0 | 0 | 1 | 0 | 0 | 0 | 0 | 0 | 0 | 0 | 241.5 | 241.5 | 0 | 0 | 0 | 0 | 241.5 | #DIV/0! | 0 | 0 | 0 | 0 | 0 | 0 | 0 | #DIV/0! | #DIV/0! | 3 | 3 | [11 empty] | 3 | 0 | 0 | 0 |  | 0 | 0 | 0 | 0 | 0 | 0
NAMPULA | MECUBURI | Depósito D. MECUBURI | 248414.63 | 9936.5852 | 3 | 0 | 0 | 0 | 0 | 3 | 0 | 0 | 0 | 0 | 0 | 0 | 0 | 2 | 2 | 0 | 0 | 0 | 0 | 0.66667 | 1 | 1 | 0 | 0 | 0 | 0 | 0.33333 | 161 | 161 | 0 | 0 | 0 | 0 | 161 | #DIV/0! | 281 | 281 | 0 | 0 | 0 | 0 | 281 | #DIV/0! | #DIV/0! | 3 | 3 |  |  |  |  | 3 | 3 | [5 empty] | 3 | 0 | 0 | 0 |  | 0 | 0 | 0 | 0 | 0 | 0
NAMPULA | RIBAUE | Depósito D. RIBAUE | 510960 | 20438.4 | 3 | 0 | 0 | 0 | 0 | 3 | 0 | 0 | 0 | 0 | 0 | 0 | 0 | 2 | 2 | 0 | 0 | 0 | 0 | 0.66667 | 1 | 1 | 0 | 0 | 0 | 0 | 0.33333 | 161 | 161 | 0 | 0 | 0 | 0 | 161 | #DIV/0! | 281 | 281 | 0 | 0 | 0 | 0 | 281 | #DIV/0! | #DIV/0! | 3 | 3 |  |  |  |  | 3 | 3 | [5 empty] | 3 | 0 | 0 | 0 |  | 0 | 0 | 0 | 0 | 0 | 0
NAMPULA | LALAUA | Depósito D. LALAUA | 218494 | 8739.76 | 3 | 0 | 0 | 0 | 0 | 3 | 0 | 0 | 0 | 0 | 0 | 0 | 0 | 2 | 2 | 0 | 0 | 0 | 0 | 0.66667 | 1 | 1 | 0 | 0 | 0 | 0 | 0.33333 | 161 | 161 | 0 | 0 | 0 | 0 | 161 | #DIV/0! | 281 | 281 | 0 | 0 | 0 | 0 | 281 | #DIV/0! | #DIV/0! | 3.5 | 3.5 |  |  |  |  | 3 | 3 | [5 empty] | 3 | 0 | 0 | 0 |  | 0 | 0 | 0 | 0 | 0 | 0
NAMPULA | MOGOVOLAS | Depósito D. MOGOVOLAS | 596430 | 23857.2 | 4 | 0 | 0 | 0 | 0 | 4 | 0 | 0 | 0 | 0 | 0 | 0 | 0 | 3 | 3 | 0 | 0 | 0 | 0 | 0.75 | 1 | 1 | 0 | 0 | 0 | 0 | 0.25 | 120.5 | 120.5 | 0 | 0 | 0 | 0 | 120.5 | #DIV/0! | 281 | 281 | 0 | 0 | 0 | 0 | 281 | #DIV/0! | #DIV/0! | 1.3333 | 1.3333 |  |  |  |  | 3 | 3 | [5 empty] | 4 | 0 | 0 | 0 |  | 0 | 0 | 0 | 0 | 0 | 0
NAMPULA | LARDE | Depósito D. LARDE | 153958 | 6158.32 | 3 | 0 | 0 | 0 | 0 | 3 | 0 | 0 | 0 | 0 | 0 | 0 | 0 | 2 | 2 | 0 | 0 | 0 | 0 | 0.66667 | 1 | 1 | 0 | 0 | 0 | 0 | 0.33333 | 315 | 315 | 0 | 0 | 0 | 0 | 315 | #DIV/0! | 281 | 281 | 0 | 0 | 0 | 0 | 281 | #DIV/0! | #DIV/0! | 5 | 5 |  |  |  |  | 3 | 3 | [5 empty] | 2 | 1 | 0 | 0 |  | 0 | 0 | 0 | 0 | 1 | 1
NAMPULA | MECONTA | Depósito D. MECONTA | 248781 | 9951.24 | 4 | 0 | 0 | 0 | 0 | 4 | 0 | 0 | 0 | 0 | 0 | 0 | 0 | 3 | 3 | 0 | 0 | 0 | 0 | 0.75 | 1 | 1 | 0 | 0 | 0 | 0 | 0.25 | 241.5 | 241.5 | 0 | 0 | 0 | 0 | 241.5 | #DIV/0! | 281 | 281 | 0 | 0 | 0 | 0 | 281 | #DIV/0! | #DIV/0! | 1 | 1 |  |  |  |  | 3 | 3 | [5 empty] | 4 | 0 | 0 | 0 |  | 0 | 0 | 0 | 0 | 0 | 0
NAMPULA | MONAPO | Depósito D. MONAPO | 455694 | 18227.76 | 4 | 0 | 0 | 0 | 0 | 4 | 0 | 0 | 0 | 0 | 0 | 0 | 0 | 3 | 3 | 0 | 0 | 0 | 0 | 0.75 | 1 | 1 | 0 | 0 | 0 | 0 | 0.25 | 241.5 | 241.5 | 0 | 0 | 0 | 0 | 241.5 | #DIV/0! | 281 | 281 | 0 | 0 | 0 | 0 | 281 | #DIV/0! | #DIV/0! | 1 | 1 |  |  |  |  | 3 | 3 | [5 empty] | 4 | 0 | 0 | 0 |  | 0 | 0 | 0 | 0 | 0 | 0
NAMPULA | LIUPO | Depósito D. LIUPO | 86764 | 3470.56 | 0 | 0 | 0 | 0 | 0 | 0 | 0 | 0 | 0 | 0 | 0 | 0 |  | 0 | 0 | 0 | 0 | 0 | 0 |  | 0 | 0 | 0 | 0 | 0 | 0 |  | 0 | 0 | 0 | 0 | 0 | 0 | 0 | #DIV/0! | 0 | 0 | 0 | 0 | 0 | 0 | 0 | #DIV/0! | #DIV/0! | #DIV/0! | [12 empty] | 0 | 0 | 0 | 0 |  | 0 | 0 | 0 | 0 | 0 | 0
ZAMBÉZIA | QUELIMANE | Depósito D. Quelimane | 1277984.4631 | 51119.3785 | 0 | 0 | 0 | 0 | 0 | 0 | 0 | 0 | 0 | 0 | 0 | 0 |  | 0 | 0 | 0 | 0 | 0 | 0 |  | 0 | 0 | 0 | 0 | 0 | 0 |  | 0 | 0 | 0 | 0 | 0 | 0 | 0 | #DIV/0! | 0 | 0 | 0 | 0 | 0 | 0 | 0 | #DIV/0! | #DIV/0! | #DIV/0! | [12 empty] | 0 | 0 | 0 | 0 |  | 0 | 0 | 0 | 0 | 0 | 0
ZAMBÉZIA | CHINDE | Depósito D. CHINDE | 258209 | 10328.36 | 3 | 0 | 0 | 0 | 0 | 3 | 0 | 0 | 0 | 0 | 0 | 0 | 0 | 1 | 1 | 0 | 0 | 0 | 0 | 0.33333 | 2 | 2 | 0 | 0 | 0 | 0 | 0.66667 | 80.5 | 80.5 | 0 | 0 | 0 | 0 | 80.5 | #DIV/0! | 562 | 562 | 0 | 0 | 0 | 0 | 562 | #DIV/0! | #DIV/0! | 9 | 9 |  |  |  |  | 9 | 9 | [5 empty] | 0 | 3 | 0 | 0 |  | 0 | 0 | 0 | 0 | 3 | 3
ZAMBÉZIA | DERRE | Depósito D. DERRE | 65469 | 2618.76 | 3 | 0 | 0 | 0 | 0 | 3 | 0 | 0 | 0 | 0 | 0 | 0 | 0 | 0 | 0 | 0 | 0 | 0 | 0 | 0 | 3 | 3 | 0 | 0 | 0 | 0 | 1 | 0 | 0 | 0 | 0 | 0 | 0 | 0 | #DIV/0! | 843 | 843 | 0 | 0 | 0 | 0 | 843 | #DIV/0! | #DIV/0! | #DIV/0! | [5 empty] | 3 | 3 | [5 empty] | 3 | 0 | 0 | 0 |  | 0 | 0 | 0 | 0 | 0 | 0
ZAMBÉZIA | NAMACURRA | Depósito D. NAMACURRA | 473998.5493 | 18959.942 | 2 | 0 | 0 | 0 | 0 | 2 | 0 | 0 | 0 | 0 | 0 | 0 | 0 | 0 | 0 | 0 | 0 | 0 | 0 | 0 | 2 | 2 | 0 | 0 | 0 | 0 | 1 | 0 | 0 | 0 | 0 | 0 | 0 | 0 | #DIV/0! | 562 | 562 | 0 | 0 | 0 | 0 | 562 | #DIV/0! | #DIV/0! | #DIV/0! | [5 empty] | 3 | 3 | [5 empty] | 2 | 0 | 0 | 0 |  | 0 | 0 | 0 | 0 | 0 | 0
ZAMBÉZIA | NAMARROI | Depósito D. NAMARROI | 38095.0605 | 1523.8024 | 3 | 0 | 0 | 0 | 0 | 3 | 0 | 0 | 0 | 0 | 0 | 0 | 0 | 0 | 0 | 0 | 0 | 0 | 0 | 0 | 3 | 3 | 0 | 0 | 0 | 0 | 1 | 0 | 0 | 0 | 0 | 0 | 0 | 0 | #DIV/0! | 843 | 843 | 0 | 0 | 0 | 0 | 843 | #DIV/0! | #DIV/0! | #DIV/0! | [5 empty] | 2 | 2 | [5 empty] | 3 | 0 | 0 | 0 |  | 0 | 0 | 0 | 0 | 0 | 0
ZAMBÉZIA | MAGANJA DA COSTA | Depósito D. MAGANJA DA COSTA | 299840.3874 | 11993.6155 | 4 | 0 | 0 | 0 | 0 | 4 | 0 | 0 | 0 | 0 | 0 | 0 | 0 | 0 | 0 | 0 | 0 | 0 | 0 | 0 | 4 | 4 | 0 | 0 | 0 | 0 | 1 | 0 | 0 | 0 | 0 | 0 | 0 | 0 | #DIV/0! | 1124 | 1124 | 0 | 0 | 0 | 0 | 1124 | #DIV/0! | #DIV/0! | #DIV/0! | [5 empty] | 2 | 2 | [5 empty] | 4 | 0 | 0 | 0 |  | 0 | 0 | 0 | 0 | 0 | 0
ZAMBÉZIA | MOCUBELA | Depósito D. MOCUBELA | 158368.2146 | 6334.7286 | 4 | 0 | 0 | 0 | 0 | 4 | 0 | 0 | 0 | 0 | 0 | 0 | 0 | 4 | 4 | 0 | 0 | 0 | 0 | 1 | 0 | 0 | 0 | 0 | 0 | 0 | 0 | 297 | 297 | 0 | 0 | 0 | 0 | 297 | #DIV/0! | 0 | 0 | 0 | 0 | 0 | 0 | 0 | #DIV/0! | #DIV/0! | 4 | 4 | [11 empty] | 4 | 0 | 0 | 0 |  | 0 | 0 | 0 | 0 | 0 | 0
ZAMBÉZIA | PEBANE | Depósito D. PEBANE | 298105.9325 | 11924.2373 | 3 | 0 | 0 | 0 | 0 | 3 | 0 | 0 | 0 | 0 | 0 | 0 | 0 | 2 | 2 | 0 | 0 | 0 | 0 | 0.66667 | 1 | 1 | 0 | 0 | 0 | 0 | 0.33333 | 40 | 40 | 0 | 0 | 0 | 0 | 40 | #DIV/0! | 281 | 281 | 0 | 0 | 0 | 0 | 281 | #DIV/0! | #DIV/0! | 2 | 2 |  |  |  |  | 3 | 3 | [5 empty] | 3 | 0 | 0 | 0 |  | 0 | 0 | 0 | 0 | 0 | 0
ZAMBÉZIA | GILÉ | Depósito D. GILE | 213800 | 8552 | 4 | 0 | 0 | 0 | 0 | 4 | 0 | 0 | 0 | 0 | 0 | 0 | 0 | 4 | 4 | 0 | 0 | 0 | 0 | 1 | 0 | 0 | 0 | 0 | 0 | 0 | 0 | 361.5 | 361.5 | 0 | 0 | 0 | 0 | 361.5 | #DIV/0! | 0 | 0 | 0 | 0 | 0 | 0 | 0 | #DIV/0! | #DIV/0! | 3 | 3 | [11 empty] | 4 | 0 | 0 | 0 |  | 0 | 0 | 0 | 0 | 0 | 0
ZAMBÉZIA | ALTO MOLÓCUE | Depósito D. ALTO MOLÓCUÈ | 660227 | 26409.08 | 4 | 0 | 0 | 0 | 0 | 4 | 0 | 0 | 0 | 0 | 0 | 0 | 0 | 4 | 4 | 0 | 0 | 0 | 0 | 1 | 0 | 0 | 0 | 0 | 0 | 0 | 0 | 236.5 | 236.5 | 0 | 0 | 0 | 0 | 236.5 | #DIV/0! | 0 | 0 | 0 | 0 | 0 | 0 | 0 | #DIV/0! | #DIV/0! | 3.25 | 3.25 | [11 empty] | 4 | 0 | 0 | 0 |  | 0 | 0 | 0 | 0 | 0 | 0
ZAMBÉZIA | ILE | Depósito D. ILE "Intermediário" | 281304 | 11252.16 | 3 | 0 | 0 | 0 | 0 | 3 | 1 | 1 | 0 | 0 | 0 | 0 | 0.33333 | 2 | 2 | 0 | 0 | 0 | 0 | 0.66667 | 0 | 0 | 0 | 0 | 0 | 0 | 0 | 7732.3077 | 7732.3077 | 0 | 0 | 0 | 0 | 7732.3077 | #DIV/0! | 0 | 0 | 0 | 0 | 0 | 0 | 0 | #DIV/0! | #DIV/0! | 9 | 9 | [11 empty] | 1 | 2 | 0 | 0 |  | 0 | 0 | 0 | 0 | 2 | 2
ZAMBÉZIA | GURUE | Depósito D. GURUE | 399346 | 15973.84 | 4 | 0 | 0 | 0 | 0 | 4 | 0 | 0 | 0 | 0 | 0 | 0 | 0 | 1 | 1 | 0 | 0 | 0 | 0 | 0.25 | 3 | 3 | 0 | 0 | 0 | 0 | 0.75 | 80.5 | 80.5 | 0 | 0 | 0 | 0 | 80.5 | #DIV/0! | 843 | 843 | 0 | 0 | 0 | 0 | 843 | #DIV/0! | #DIV/0! | 8 | 8 |  |  |  |  | 2.6667 | 2.6667 | [5 empty] | 3 | 1 | 0 | 0 |  | 0 | 0 | 0 | 0 | 0 | 0
ZAMBÉZIA | MOLUMBO | Depósito D. MOLUMBO | 97676.9042 | 3907.0762 | 4 | 0 | 0 | 0 | 0 | 4 | 0 | 0 | 0 | 0 | 0 | 0 | 0 | 4 | 4 | 0 | 0 | 0 | 0 | 1 | 0 | 0 | 0 | 0 | 0 | 0 | 0 | 96 | 96 | 0 | 0 | 0 | 0 | 96 | #DIV/0! | 0 | 0 | 0 | 0 | 0 | 0 | 0 | #DIV/0! | #DIV/0! | 2 | 2 | [11 empty] | 4 | 0 | 0 | 0 |  | 0 | 0 | 0 | 0 | 0 | 0
ZAMBÉZIA | MILANGE | Depósito D. MILANGE | 1146566.8991 | 45862.676 | 5 | 0 | 0 | 0 | 0 | 5 | 0 | 0 | 0 | 0 | 0 | 0 | 0 | 4 | 4 | 0 | 0 | 0 | 0 | 0.8 | 1 | 1 | 0 | 0 | 0 | 0 | 0.2 | 144 | 144 | 0 | 0 | 0 | 0 | 144 | #DIV/0! | 281 | 281 | 0 | 0 | 0 | 0 | 281 | #DIV/0! | #DIV/0! | 4 | 4 |  |  |  |  | 3 | 3 | [5 empty] | 5 | 0 | 0 | 0 |  | 0 | 0 | 0 | 0 | 0 | 0
ZAMBÉZIA | LUGELA | Depósito D. LUGELA | 196969.111 | 7878.7644 | 4 | 0 | 0 | 0 | 0 | 4 | 0 | 0 | 0 | 0 | 0 | 0 | 0 | 3 | 3 | 0 | 0 | 0 | 0 | 0.75 | 1 | 1 | 0 | 0 | 0 | 0 | 0.25 | 185 | 185 | 0 | 0 | 0 | 0 | 185 | #DIV/0! | 281 | 281 | 0 | 0 | 0 | 0 | 281 | #DIV/0! | #DIV/0! | 3.3333 | 3.3333 |  |  |  |  | 3 | 3 | [5 empty] | 4 | 0 | 0 | 0 |  | 0 | 0 | 0 | 0 | 0 | 0
ZAMBÉZIA | MOCUBA | Depósito D. MOCUBA "Intermediário" | 382259.034 | 15290.3614 | 5 | 0 | 0 | 0 | 0 | 5 | 1 | 1 | 0 | 0 | 0 | 0 | 0.2 | 4 | 4 | 0 | 0 | 0 | 0 | 0.8 | 0 | 0 | 0 | 0 | 0 | 0 | 0 | 5628 | 5628 | 0 | 0 | 0 | 0 | 5628 | #DIV/0! | 0 | 0 | 0 | 0 | 0 | 0 | 0 | #DIV/0! | #DIV/0! | 4.25 | 4.25 | [11 empty] | 4 | 1 | 0 | 0 |  | 0 | 0 | 0 | 0 | 0 | 0
ZAMBÉZIA | MORRUMBALA | Depósito D. MORRUMBALA | 281416.7214 | 11256.6689 | 5 | 0 | 0 | 0 | 0 | 5 | 0 | 0 | 0 | 0 | 0 | 0 | 0 | 5 | 5 | 0 | 0 | 0 | 0 | 1 | 0 | 0 | 0 | 0 | 0 | 0 | 0 | 164 | 164 | 0 | 0 | 0 | 0 | 164 | #DIV/0! | 0 | 0 | 0 | 0 | 0 | 0 | 0 | #DIV/0! | #DIV/0! | 8.2 | 8.2 | [11 empty] | 0 | 5 | 0 | 0 |  | 0 | 0 | 0 | 0 | 1 | 1
ZAMBÉZIA | MOLEVALA | Depósito D. MOLEVALA | 128348.5425 | 5133.9417 | 3 | 0 | 0 | 0 | 0 | 3 | 0 | 0 | 0 | 0 | 0 | 0 | 0 | 3 | 3 | 0 | 0 | 0 | 0 | 1 | 0 | 0 | 0 | 0 | 0 | 0 | 0 | 108 | 108 | 0 | 0 | 0 | 0 | 108 | #DIV/0! | 0 | 0 | 0 | 0 | 0 | 0 | 0 | #DIV/0! | #DIV/0! | 8 | 8 | [11 empty] | 0 | 3 | 0 | 0 |  | 0 | 0 | 0 | 0 | 0 | 0
ZAMBÉZIA | MOPEIA | Depósito D. MOPEIA "Intermediário" | 195882.1259 | 7835.285 | 4 | 0 | 1 | 0 | 0 | 5 | 1 | 1 | 0 | 0 | 0 | 0 | 0.2 | 2 | 1 | 0 | 1 | 0 | 0 | 0.4 | 2 | 2 | 0 | 0 | 0 | 0 | 0.4 | 5616 | 5568 | 0 | 48 | 0 | 0 | 5568 | #DIV/0! | 562 | 562 | 0 | 0 | 0 | 0 | 562 | #DIV/0! | #DIV/0! | 9 | 9 |  | 9 |  |  | 2 | 2 | [5 empty] | 3 | 2 | 0 | 0 |  | 1 | 0 | 0 | 0 | 1 | 2
ZAMBÉZIA | INHASSUNGE | Depósito D. INHASSUNGE | 91107.7825 | 3644.3113 | 4 | 0 | 0 | 0 | 0 | 4 | 0 | 0 | 0 | 0 | 0 | 0 | 0 | 4 | 4 | 0 | 0 | 0 | 0 | 1 | 0 | 0 | 0 | 0 | 0 | 0 | 0 | 144 | 144 | 0 | 0 | 0 | 0 | 144 | #DIV/0! | 0 | 0 | 0 | 0 | 0 | 0 | 0 | #DIV/0! | #DIV/0! | 4 | 4 | [11 empty] | 4 | 0 | 0 | 0 |  | 0 | 0 | 0 | 0 | 0 | 0
ZAMBÉZIA | NICOADALA | Depósito D. NICOADALA | 163931.2849 | 6557.2514 | 1 | 0 | 0 | 0 | 0 | 1 | 0 | 0 | 0 | 0 | 0 | 0 | 0 | 1 | 1 | 0 | 0 | 0 | 0 | 1 | 0 | 0 | 0 | 0 | 0 | 0 | 0 | 36 | 36 | 0 | 0 | 0 | 0 | 36 | #DIV/0! | 0 | 0 | 0 | 0 | 0 | 0 | 0 | #DIV/0! | #DIV/0! | 4 | 4 | [11 empty] | 1 | 0 | 0 | 0 |  | 0 | 0 | 0 | 0 | 0 | 0
ZAMBÉZIA | LUABO | Depósito D. LUABO | 63558.8376 | 2542.3535 | 4 | 0 | 0 | 0 | 0 | 4 | 0 | 0 | 0 | 0 | 0 | 0 | 0 | 4 | 4 | 0 | 0 | 0 | 0 | 1 | 0 | 0 | 0 | 0 | 0 | 0 | 0 | 144 | 144 | 0 | 0 | 0 | 0 | 144 | #DIV/0! | 0 | 0 | 0 | 0 | 0 | 0 | 0 | #DIV/0! | #DIV/0! | 4 | 4 | [11 empty] | 4 | 0 | 0 | 0 |  | 0 | 0 | 0 | 0 | 0 | 0
SOFALA | DISTRITO DA BEIRA | Depósito D. BEIRA | 944742 | 37789.68 | 3 | 0 | 1 | 0 | 0 | 4 | 0 | 0 | 0 | 0 | 0 | 0 | 0 | 1 | 0 | 0 | 1 | 0 | 0 | 0.25 | 3 | 3 | 0 | 0 | 0 | 0 | 0.75 | 36.5 | 0 | 0 | 36.5 | 0 | 0 | 0 | #DIV/0! | 843 | 843 | 0 | 0 | 0 | 0 | 843 | #DIV/0! | #DIV/0! | 8 |  |  | 8 |  |  | 2 | 2 | [5 empty] | 3 | 1 | 0 | 0 |  | 1 | 0 | 0 | 0 | 0 | 1
SOFALA | MARINGUE | Depósito D. MARINGUE | 113706.4731 | 4548.2589 | 3 | 0 | 0 | 0 | 0 | 3 | 0 | 0 | 0 | 0 | 0 | 0 | 0 | 2 | 2 | 0 | 0 | 0 | 0 | 0.66667 | 1 | 1 | 0 | 0 | 0 | 0 | 0.33333 | 161 | 161 | 0 | 0 | 0 | 0 | 161 | #DIV/0! | 281 | 281 | 0 | 0 | 0 | 0 | 281 | #DIV/0! | #DIV/0! | 1 | 1 |  |  |  |  | 1 | 1 | [5 empty] | 3 | 0 | 0 | 0 |  | 0 | 0 | 0 | 0 | 0 | 0
SOFALA | CHEMBA | Depósito D. CHEMBA | 83759.0268 | 3350.3611 | 4 | 0 | 0 | 0 | 0 | 4 | 0 | 0 | 0 | 0 | 0 | 0 | 0 | 3 | 3 | 0 | 0 | 0 | 0 | 0.75 | 1 | 1 | 0 | 0 | 0 | 0 | 0.25 | 176.5 | 176.5 | 0 | 0 | 0 | 0 | 176.5 | #DIV/0! | 281 | 281 | 0 | 0 | 0 | 0 | 281 | #DIV/0! | #DIV/0! | 7 | 7 |  |  |  |  | 3 | 3 | [5 empty] | 2 | 2 | 0 | 0 |  | 0 | 0 | 0 | 0 | 2 | 2
SOFALA | CAIA | Depósito D. CAIA | 242580 | 9703.2 | 4 | 0 | 0 | 0 | 0 | 4 | 0 | 0 | 0 | 0 | 0 | 0 | 0 | 4 | 4 | 0 | 0 | 0 | 0 | 1 | 0 | 0 | 0 | 0 | 0 | 0 | 0 | 222 | 222 | 0 | 0 | 0 | 0 | 222 | #DIV/0! | 0 | 0 | 0 | 0 | 0 | 0 | 0 | #DIV/0! | #DIV/0! | 4 | 4 | [11 empty] | 4 | 0 | 0 | 0 |  | 0 | 0 | 0 | 0 | 0 | 0
SOFALA | MARROMEU | Depósito D. MARROMEU | 170127.9733 | 6805.1189 | 3 | 0 | 1 | 0 | 0 | 4 | 0 | 0 | 0 | 0 | 0 | 0 | 0 | 2 | 1 | 0 | 1 | 0 | 0 | 0.5 | 2 | 2 | 0 | 0 | 0 | 0 | 0.5 | 161 | 80.5 | 0 | 80.5 | 0 | 0 | 80.5 | #DIV/0! | 562 | 562 | 0 | 0 | 0 | 0 | 562 | #DIV/0! | #DIV/0! | 3 | 3 |  | 3 |  |  | 3 | 3 | [5 empty] | 4 | 0 | 0 | 0 |  | 1 | 0 | 0 | 0 | 0 | 1
SOFALA | CHERINGOMA | Depósito D. CHERINGOMA | 50313.2699 | 2012.5308 | 3 | 0 | 0 | 0 | 0 | 3 | 0 | 0 | 0 | 0 | 0 | 0 | 0 | 3 | 3 | 0 | 0 | 0 | 0 | 1 | 0 | 0 | 0 | 0 | 0 | 0 | 0 | 108 | 108 | 0 | 0 | 0 | 0 | 108 | #DIV/0! | 0 | 0 | 0 | 0 | 0 | 0 | 0 | #DIV/0! | #DIV/0! | 3 | 3 | [11 empty] | 3 | 0 | 0 | 0 |  | 0 | 0 | 0 | 0 | 0 | 0
SOFALA | GORONGOZA | Depósito D. GORONGOZA | 152958.1907 | 6118.3276 | 4 | 0 | 0 | 0 | 0 | 4 | 0 | 0 | 0 | 0 | 0 | 0 | 0 | 4 | 4 | 0 | 0 | 0 | 0 | 1 | 0 | 0 | 0 | 0 | 0 | 0 | 0 | 277.5 | 277.5 | 0 | 0 | 0 | 0 | 277.5 | #DIV/0! | 0 | 0 | 0 | 0 | 0 | 0 | 0 | #DIV/0! | #DIV/0! | 3.25 | 3.25 | [11 empty] | 4 | 0 | 0 | 0 |  | 0 | 0 | 0 | 0 | 0 | 0
SOFALA | CHIBABAVA | Depósito D. CHIBABAVA | 187382.2613 | 7495.2905 | 4 | 0 | 0 | 0 | 0 | 4 | 0 | 0 | 0 | 0 | 0 | 0 | 0 | 4 | 4 | 0 | 0 | 0 | 0 | 1 | 0 | 0 | 0 | 0 | 0 | 0 | 0 | 140.5 | 140.5 | 0 | 0 | 0 | 0 | 140.5 | #DIV/0! | 0 | 0 | 0 | 0 | 0 | 0 | 0 | #DIV/0! | #DIV/0! | 3 | 3 | [11 empty] | 4 | 0 | 0 | 0 |  | 0 | 0 | 0 | 0 | 0 | 0
SOFALA | NHAMATANDA | Depósito D. NHAMATANDA | 566573.5716 | 22662.9429 | 4 | 0 | 0 | 0 | 0 | 4 | 0 | 0 | 0 | 0 | 0 | 0 | 0 | 4 | 4 | 0 | 0 | 0 | 0 | 1 | 0 | 0 | 0 | 0 | 0 | 0 | 0 | 261.5 | 261.5 | 0 | 0 | 0 | 0 | 261.5 | #DIV/0! | 0 | 0 | 0 | 0 | 0 | 0 | 0 | #DIV/0! | #DIV/0! | 3 | 3 | [11 empty] | 4 | 0 | 0 | 0 |  | 0 | 0 | 0 | 0 | 0 | 0
SOFALA | DONDO | Depósito D. DONDO | 352577 | 14103.08 | 5 | 0 | 0 | 0 | 0 | 5 | 0 | 0 | 0 | 0 | 0 | 0 | 0 | 4 | 4 | 0 | 0 | 0 | 0 | 0.8 | 1 | 1 | 0 | 0 | 0 | 0 | 0.2 | 297 | 297 | 0 | 0 | 0 | 0 | 297 | #DIV/0! | 281 | 281 | 0 | 0 | 0 | 0 | 281 | #DIV/0! | #DIV/0! | 3.25 | 3.25 |  |  |  |  | 2 | 2 | [5 empty] | 5 | 0 | 0 | 0 |  | 0 | 0 | 0 | 0 | 0 | 0
SOFALA | MUANZA | Depósito D. MUANZA | 57075.876 | 2283.035 | 4 | 0 | 0 | 0 | 0 | 4 | 0 | 0 | 0 | 0 | 0 | 0 | 0 | 4 | 4 | 0 | 0 | 0 | 0 | 1 | 0 | 0 | 0 | 0 | 0 | 0 | 0 | 330 | 330 | 0 | 0 | 0 | 0 | 330 | #DIV/0! | 0 | 0 | 0 | 0 | 0 | 0 | 0 | #DIV/0! | #DIV/0! | 3 | 3 | [11 empty] | 4 | 0 | 0 | 0 |  | 0 | 0 | 0 | 0 | 0 | 0
SOFALA | BUZI | Depósito D. BUZI | 234207 | 9368.28 | 4 | 0 | 0 | 0 | 0 | 4 | 0 | 0 | 0 | 0 | 0 | 0 | 0 | 4 | 4 | 0 | 0 | 0 | 0 | 1 | 0 | 0 | 0 | 0 | 0 | 0 | 0 | 112 | 112 | 0 | 0 | 0 | 0 | 112 | #DIV/0! | 0 | 0 | 0 | 0 | 0 | 0 | 0 | #DIV/0! | #DIV/0! | 2 | 2 | [11 empty] | 4 | 0 | 0 | 0 |  | 0 | 0 | 0 | 0 | 0 | 0
SOFALA | MACHANGA | Depósito D. MACHANGA | 83369.0015 | 3334.7601 | 4 | 0 | 0 | 0 | 0 | 4 | 0 | 0 | 0 | 0 | 0 | 0 | 0 | 4 | 4 | 0 | 0 | 0 | 0 | 1 | 0 | 0 | 0 | 0 | 0 | 0 | 0 | 362 | 362 | 0 | 0 | 0 | 0 | 362 | #DIV/0! | 0 | 0 | 0 | 0 | 0 | 0 | 0 | #DIV/0! | #DIV/0! | 3.5 | 3.5 | [11 empty] | 4 | 0 | 0 | 0 |  | 0 | 0 | 0 | 0 | 0 | 0
TETE | MOATIZE | Depósito D. MOATIZE | 515408 | 20616.32 | 4 | 0 | 0 | 0 | 0 | 4 | 0 | 0 | 0 | 0 | 0 | 0 | 0 | 4 | 4 | 0 | 0 | 0 | 0 | 1 | 0 | 0 | 0 | 0 | 0 | 0 | 0 | 144 | 144 | 0 | 0 | 0 | 0 | 144 | #DIV/0! | 0 | 0 | 0 | 0 | 0 | 0 | 0 | #DIV/0! | #DIV/0! | 3.5 | 3.5 | [11 empty] | 4 | 0 | 0 | 0 |  | 0 | 0 | 0 | 0 | 0 | 0
TETE | CHIUTA | Depósito D. CHIUTA | 89958.1365 | 3598.3255 | 3 | 0 | 0 | 0 | 0 | 3 | 0 | 0 | 0 | 0 | 0 | 0 | 0 | 3 | 3 | 0 | 0 | 0 | 0 | 1 | 0 | 0 | 0 | 0 | 0 | 0 | 0 | 108 | 108 | 0 | 0 | 0 | 0 | 108 | #DIV/0! | 0 | 0 | 0 | 0 | 0 | 0 | 0 | #DIV/0! | #DIV/0! | 3.3333 | 3.3333 | [11 empty] | 3 | 0 | 0 | 0 |  | 0 | 0 | 0 | 0 | 0 | 0
TETE | MARARA | Depósito D. MARARA | 80170.1769 | 3206.8071 | 3 | 0 | 0 | 0 | 0 | 3 | 0 | 0 | 0 | 0 | 0 | 0 | 0 | 3 | 3 | 0 | 0 | 0 | 0 | 1 | 0 | 0 | 0 | 0 | 0 | 0 | 0 | 108 | 108 | 0 | 0 | 0 | 0 | 108 | #DIV/0! | 0 | 0 | 0 | 0 | 0 | 0 | 0 | #DIV/0! | #DIV/0! | 4 | 4 | [11 empty] | 3 | 0 | 0 | 0 |  | 0 | 0 | 0 | 0 | 0 | 0
TETE | CAHORA BASSA | Depósito D. CAHORA BASSA | 216857 | 8674.28 | 3 | 0 | 0 | 0 | 0 | 3 | 0 | 0 | 0 | 0 | 0 | 0 | 0 | 3 | 3 | 0 | 0 | 0 | 0 | 1 | 0 | 0 | 0 | 0 | 0 | 0 | 0 | 95.5 | 95.5 | 0 | 0 | 0 | 0 | 95.5 | #DIV/0! | 0 | 0 | 0 | 0 | 0 | 0 | 0 | #DIV/0! | #DIV/0! | 2 | 2 | [11 empty] | 3 | 0 | 0 | 0 |  | 0 | 0 | 0 | 0 | 0 | 0
TETE | MAGOE | Depósito D. MAGOE | 152744.688 | 6109.7875 | 3 | 0 | 0 | 0 | 0 | 3 | 0 | 0 | 0 | 0 | 0 | 0 | 0 | 3 | 3 | 0 | 0 | 0 | 0 | 1 | 0 | 0 | 0 | 0 | 0 | 0 | 0 | 120.5 | 120.5 | 0 | 0 | 0 | 0 | 120.5 | #DIV/0! | 0 | 0 | 0 | 0 | 0 | 0 | 0 | #DIV/0! | #DIV/0! | 2.6667 | 2.6667 | [11 empty] | 3 | 0 | 0 | 0 |  | 0 | 0 | 0 | 0 | 0 | 0
TETE | ANGÓNIA | Depósito D. ANGÓNIA | 524659 | 20986.36 | 3 | 0 | 0 | 0 | 0 | 3 | 0 | 0 | 0 | 0 | 0 | 0 | 0 | 2 | 2 | 0 | 0 | 0 | 0 | 0.66667 | 1 | 1 | 0 | 0 | 0 | 0 | 0.33333 | 40 | 40 | 0 | 0 | 0 | 0 | 40 | #DIV/0! | 281 | 281 | 0 | 0 | 0 | 0 | 281 | #DIV/0! | #DIV/0! | 3 | 3 |  |  |  |  | 3 | 3 | [5 empty] | 3 | 0 | 0 | 0 |  | 0 | 0 | 0 | 0 | 0 | 0
TETE | CHIFUNDE | Depósito D. CHIFUNDE | 399369 | 15974.76 | 2 | 0 | 0 | 0 | 0 | 2 | 0 | 0 | 0 | 0 | 0 | 0 | 0 | 2 | 2 | 0 | 0 | 0 | 0 | 1 | 0 | 0 | 0 | 0 | 0 | 0 | 0 | 290 | 290 | 0 | 0 | 0 | 0 | 290 | #DIV/0! | 0 | 0 | 0 | 0 | 0 | 0 | 0 | #DIV/0! | #DIV/0! | 2 | 2 | [11 empty] | 2 | 0 | 0 | 0 |  | 0 | 0 | 0 | 0 | 0 | 0
TETE | MACANGA | Depósito D. MACANGA | 206223 | 8248.92 | 3 | 0 | 0 | 0 | 0 | 3 | 0 | 0 | 0 | 0 | 0 | 0 | 0 | 3 | 3 | 0 | 0 | 0 | 0 | 1 | 0 | 0 | 0 | 0 | 0 | 0 | 0 | 460 | 460 | 0 | 0 | 0 | 0 | 460 | #DIV/0! | 0 | 0 | 0 | 0 | 0 | 0 | 0 | #DIV/0! | #DIV/0! | 3.3333 | 3.3333 | [11 empty] | 3 | 0 | 0 | 0 |  | 0 | 0 | 0 | 0 | 0 | 0
TETE | MARÁVIA | Depósito D. MARÁVIA | 133964 | 5358.56 | 2 | 0 | 0 | 0 | 0 | 2 | 0 | 0 | 0 | 0 | 0 | 0 | 0 | 0 | 0 | 0 | 0 | 0 | 0 | 0 | 2 | 2 | 0 | 0 | 0 | 0 | 1 | 0 | 0 | 0 | 0 | 0 | 0 | 0 | #DIV/0! | 562 | 562 | 0 | 0 | 0 | 0 | 562 | #DIV/0! | #DIV/0! | #DIV/0! | [5 empty] | 3 | 3 | [5 empty] | 2 | 0 | 0 | 0 |  | 0 | 0 | 0 | 0 | 0 | 0
TETE | ZUMBO | Depósito D. ZUMBO | 131253 | 5250.12 | 1 | 0 | 1 | 0 | 0 | 2 | 0 | 0 | 0 | 0 | 0 | 0 | 0 | 2 | 1 | 0 | 1 | 0 | 0 | 1 | 0 | 0 | 0 | 0 | 0 | 0 | 0 | 136 | 80.5 | 0 | 55.5 | 0 | 0 | 80.5 | #DIV/0! | 0 | 0 | 0 | 0 | 0 | 0 | 0 | #DIV/0! | #DIV/0! | 3 | 3 |  | 3 | [9 empty] | 2 | 0 | 0 | 0 |  | 1 | 0 | 0 | 0 | 0 | 1
TETE | TSANGANO | Depósito D. TSANGANO | 112809 | 4512.36 | 2 | 0 | 0 | 0 | 0 | 2 | 0 | 0 | 0 | 0 | 0 | 0 | 0 | 2 | 2 | 0 | 0 | 0 | 0 | 1 | 0 | 0 | 0 | 0 | 0 | 0 | 0 | 72 | 72 | 0 | 0 | 0 | 0 | 72 | #DIV/0! | 0 | 0 | 0 | 0 | 0 | 0 | 0 | #DIV/0! | #DIV/0! | 4 | 4 | [11 empty] | 2 | 0 | 0 | 0 |  | 0 | 0 | 0 | 0 | 0 | 0
TETE | CHANGARA | Depósito D. CHANGARA | 198858 | 7954.32 | 2 | 0 | 1 | 0 | 0 | 3 | 0 | 0 | 0 | 0 | 0 | 0 | 0 | 0 | 0 | 0 | 0 | 0 | 0 | 0 | 3 | 2 | 0 | 1 | 0 | 0 | 1 | 0 | 0 | 0 | 0 | 0 | 0 | 0 | #DIV/0! | 843 | 562 | 0 | 281 | 0 | 0 | 562 | #DIV/0! | #DIV/0! | #DIV/0! | [5 empty] | 3 | 3 |  | 3 |  |  |  | 3 | 0 | 0 | 0 |  | 1 | 0 | 0 | 0 | 0 | 1
TETE | DOA | Depósito D. DOA | 179418 | 7176.72 | 2 | 0 | 0 | 0 | 0 | 2 | 0 | 0 | 0 | 0 | 0 | 0 | 0 | 0 | 0 | 0 | 0 | 0 | 0 | 0 | 2 | 2 | 0 | 0 | 0 | 0 | 1 | 0 | 0 | 0 | 0 | 0 | 0 | 0 | #DIV/0! | 562 | 562 | 0 | 0 | 0 | 0 | 562 | #DIV/0! | #DIV/0! | #DIV/0! | [5 empty] | 3 | 3 | [5 empty] | 2 | 0 | 0 | 0 |  | 0 | 0 | 0 | 0 | 0 | 0
TETE | MUTARARA | Depósito D. MUTARARA | 273983 | 10959.32 | 3 | 0 | 0 | 0 | 0 | 3 | 0 | 0 | 0 | 0 | 0 | 0 | 0 | 3 | 3 | 0 | 0 | 0 | 0 | 1 | 0 | 0 | 0 | 0 | 0 | 0 | 0 | 152.5 | 152.5 | 0 | 0 | 0 | 0 | 152.5 | #DIV/0! | 0 | 0 | 0 | 0 | 0 | 0 | 0 | #DIV/0! | #DIV/0! | 3.6667 | 3.6667 | [11 empty] | 3 | 0 | 0 | 0 |  | 0 | 0 | 0 | 0 | 0 | 0
TETE | CIDADE DE TETE | Depósito D. da CIDADE DE TETE | 683349 | 27333.96 | 4 | 0 | 0 | 0 | 0 | 4 | 0 | 0 | 0 | 0 | 0 | 0 | 0 | 4 | 4 | 0 | 0 | 0 | 0 | 1 | 0 | 0 | 0 | 0 | 0 | 0 | 0 | 322 | 322 | 0 | 0 | 0 | 0 | 322 | #DIV/0! | 0 | 0 | 0 | 0 | 0 | 0 | 0 | #DIV/0! | #DIV/0! | 2 | 2 | [11 empty] | 4 | 0 | 0 | 0 |  | 0 | 0 | 0 | 0 | 0 | 0
MANICA | CIDADE DE CHIMOIO | Depósito D. CIDADE DE CHIMOIO | 612129 | 24485.16 | 3 | 0 | 0 | 0 | 0 | 3 | 0 | 0 | 0 | 0 | 0 | 0 | 0 | 0 | 0 | 0 | 0 | 0 | 0 | 0 | 3 | 3 | 0 | 0 | 0 | 0 | 1 | 0 | 0 | 0 | 0 | 0 | 0 | 0 | #DIV/0! | 843 | 843 | 0 | 0 | 0 | 0 | 843 | #DIV/0! | #DIV/0! | #DIV/0! | [5 empty] | 3 | 3 | [5 empty] | 3 | 0 | 0 | 0 |  | 0 | 0 | 0 | 0 | 0 | 0
MANICA | MANICA | Depósito D. MANICA | 268211 | 10728.44 | 3 | 0 | 0 | 0 | 0 | 3 | 0 | 0 | 0 | 0 | 0 | 0 | 0 | 3 | 3 | 0 | 0 | 0 | 0 | 1 | 0 | 0 | 0 | 0 | 0 | 0 | 0 | 201 | 201 | 0 | 0 | 0 | 0 | 201 | #DIV/0! | 0 | 0 | 0 | 0 | 0 | 0 | 0 | #DIV/0! | #DIV/0! | 3 | 3 | [11 empty] | 3 | 0 | 0 | 0 |  | 0 | 0 | 0 | 0 | 0 | 0
MANICA | MACATE | Depósito D. MACATE | 188295 | 7531.8 | 3 | 0 | 0 | 0 | 0 | 3 | 0 | 0 | 0 | 0 | 0 | 0 | 0 | 3 | 3 | 0 | 0 | 0 | 0 | 1 | 0 | 0 | 0 | 0 | 0 | 0 | 0 | 370.5 | 370.5 | 0 | 0 | 0 | 0 | 370.5 | #DIV/0! | 0 | 0 | 0 | 0 | 0 | 0 | 0 | #DIV/0! | #DIV/0! | 3 | 3 | [11 empty] | 3 | 0 | 0 | 0 |  | 0 | 0 | 0 | 0 | 0 | 0
MANICA | MOSSURIZE | Depósito D. MOSSURIZE | 287935 | 11517.4 | 3 | 0 | 0 | 0 | 0 | 3 | 0 | 0 | 0 | 0 | 0 | 0 | 0 | 3 | 3 | 0 | 0 | 0 | 0 | 1 | 0 | 0 | 0 | 0 | 0 | 0 | 0 | 136.5 | 136.5 | 0 | 0 | 0 | 0 | 136.5 | #DIV/0! | 0 | 0 | 0 | 0 | 0 | 0 | 0 | #DIV/0! | #DIV/0! | 3.3333 | 3.3333 | [11 empty] | 3 | 0 | 0 | 0 |  | 0 | 0 | 0 | 0 | 0 | 0
MANICA | MACHAZE | Depósito D. MACHAZE | 122888.0419 | 4915.5217 | 2 | 0 | 0 | 0 | 0 | 2 | 0 | 0 | 0 | 0 | 0 | 0 | 0 | 2 | 2 | 0 | 0 | 0 | 0 | 1 | 0 | 0 | 0 | 0 | 0 | 0 | 0 | 116.5 | 116.5 | 0 | 0 | 0 | 0 | 116.5 | #DIV/0! | 0 | 0 | 0 | 0 | 0 | 0 | 0 | #DIV/0! | #DIV/0! | 3 | 3 | [11 empty] | 2 | 0 | 0 | 0 |  | 0 | 0 | 0 | 0 | 0 | 0
MANICA | GONDOLA | Depósito D. GONDOLA | 209005 | 8360.2 | 3 | 0 | 0 | 0 | 0 | 3 | 0 | 0 | 0 | 0 | 0 | 0 | 0 | 2 | 2 | 0 | 0 | 0 | 0 | 0.66667 | 1 | 1 | 0 | 0 | 0 | 0 | 0.33333 | 91.5 | 91.5 | 0 | 0 | 0 | 0 | 91.5 | #DIV/0! | 281 | 281 | 0 | 0 | 0 | 0 | 281 | #DIV/0! | #DIV/0! | 2 | 2 |  |  |  |  | 2 | 2 | [5 empty] | 3 | 0 | 0 | 0 |  | 0 | 0 | 0 | 0 | 0 | 0
MANICA | BÁRUE | Depósito D. BÁRUE | 387931 | 15517.24 | 3 | 0 | 0 | 0 | 0 | 3 | 0 | 0 | 0 | 0 | 0 | 0 | 0 | 3 | 3 | 0 | 0 | 0 | 0 | 1 | 0 | 0 | 0 | 0 | 0 | 0 | 0 | 216.5 | 216.5 | 0 | 0 | 0 | 0 | 216.5 | #DIV/0! | 0 | 0 | 0 | 0 | 0 | 0 | 0 | #DIV/0! | #DIV/0! | 2 | 2 | [11 empty] | 3 | 0 | 0 | 0 |  | 0 | 0 | 0 | 0 | 0 | 0
MANICA | MACOSSA | Depósito D. MACOSSA | 196124 | 7844.96 | 3 | 0 | 0 | 0 | 0 | 3 | 0 | 0 | 0 | 0 | 0 | 0 | 0 | 3 | 3 | 0 | 0 | 0 | 0 | 1 | 0 | 0 | 0 | 0 | 0 | 0 | 0 | 92 | 92 | 0 | 0 | 0 | 0 | 92 | #DIV/0! | 0 | 0 | 0 | 0 | 0 | 0 | 0 | #DIV/0! | #DIV/0! | 2 | 2 | [11 empty] | 3 | 0 | 0 | 0 |  | 0 | 0 | 0 | 0 | 0 | 0
MANICA | SUSSUNDENGA | Depósito D. SUSSUNDENGA | 238972 | 9558.88 | 3 | 0 | 0 | 0 | 0 | 3 | 0 | 0 | 0 | 0 | 0 | 0 | 0 | 3 | 3 | 0 | 0 | 0 | 0 | 1 | 0 | 0 | 0 | 0 | 0 | 0 | 0 | 87 | 87 | 0 | 0 | 0 | 0 | 87 | #DIV/0! | 0 | 0 | 0 | 0 | 0 | 0 | 0 | #DIV/0! | #DIV/0! | 2.6667 | 2.6667 | [11 empty] | 3 | 0 | 0 | 0 |  | 0 | 0 | 0 | 0 | 0 | 0
MANICA | VANDUZI | Depósito D. VANDUZI | 74768 | 2990.72 | 3 | 0 | 0 | 0 | 0 | 3 | 0 | 0 | 0 | 0 | 0 | 0 | 0 | 3 | 3 | 0 | 0 | 0 | 0 | 1 | 0 | 0 | 0 | 0 | 0 | 0 | 0 | 117 | 117 | 0 | 0 | 0 | 0 | 117 | #DIV/0! | 0 | 0 | 0 | 0 | 0 | 0 | 0 | #DIV/0! | #DIV/0! | 2.6667 | 2.6667 | [11 empty] | 3 | 0 | 0 | 0 |  | 0 | 0 | 0 | 0 | 0 | 0
MANICA | GURO | Depósito D. GURO | 119943 | 4797.72 | 2 | 0 | 0 | 0 | 0 | 2 | 0 | 0 | 0 | 0 | 0 | 0 | 0 | 2 | 2 | 0 | 0 | 0 | 0 | 1 | 0 | 0 | 0 | 0 | 0 | 0 | 0 | 91.5 | 91.5 | 0 | 0 | 0 | 0 | 91.5 | #DIV/0! | 0 | 0 | 0 | 0 | 0 | 0 | 0 | #DIV/0! | #DIV/0! | 1 | 1 | [11 empty] | 2 | 0 | 0 | 0 |  | 0 | 0 | 0 | 0 | 0 | 0
MANICA | TAMBARA | Depósito D. TAMBARA | 74502 | 2980.08 | 1 | 0 | 0 | 0 | 0 | 1 | 0 | 0 | 0 | 0 | 0 | 0 | 0 | 1 | 1 | 0 | 0 | 0 | 0 | 1 | 0 | 0 | 0 | 0 | 0 | 0 | 0 | 36 | 36 | 0 | 0 | 0 | 0 | 36 | #DIV/0! | 0 | 0 | 0 | 0 | 0 | 0 | 0 | #DIV/0! | #DIV/0! | 4 | 4 | [11 empty] | 1 | 0 | 0 | 0 |  | 0 | 0 | 0 | 0 | 0 | 0
MAPUTO CIDADE | KHAMPFUMO | Depósito D. KHAMPFUMO | 296041.4426 | 11841.6577 | 1 | 0 | 0 | 0 | 0 | 1 | 0 | 0 | 0 | 0 | 0 | 0 | 0 | 1 | 1 | 0 | 0 | 0 | 0 | 1 | 0 | 0 | 0 | 0 | 0 | 0 | 0 | 145 | 145 | 0 | 0 | 0 | 0 | 145 | #DIV/0! | 0 | 0 | 0 | 0 | 0 | 0 | 0 | #DIV/0! | #DIV/0! | 3 | 3 | [11 empty] | 1 | 0 | 0 | 0 |  | 0 | 0 | 0 | 0 | 0 | 0
MAPUTO CIDADE | NLHAMANKULU | Depósito D. NLHAMANKULU | 157751.1954 | 6310.0478 | 2 | 0 | 0 | 0 | 0 | 2 | 0 | 0 | 0 | 0 | 0 | 0 | 0 | 2 | 2 | 0 | 0 | 0 | 0 | 1 | 0 | 0 | 0 | 0 | 0 | 0 | 0 | 225.5 | 225.5 | 0 | 0 | 0 | 0 | 225.5 | #DIV/0! | 0 | 0 | 0 | 0 | 0 | 0 | 0 | #DIV/0! | #DIV/0! | 2 | 2 | [11 empty] | 2 | 0 | 0 | 0 |  | 0 | 0 | 0 | 0 | 0 | 0
MAPUTO CIDADE | KAMAXAQUENE | Depósito D. KAMAXAQUENE | 133592.4833 | 5343.6993 | 1 | 0 | 0 | 0 | 0 | 1 | 0 | 0 | 0 | 0 | 0 | 0 | 0 | 1 | 1 | 0 | 0 | 0 | 0 | 1 | 0 | 0 | 0 | 0 | 0 | 0 | 0 | 145 | 145 | 0 | 0 | 0 | 0 | 145 | #DIV/0! | 0 | 0 | 0 | 0 | 0 | 0 | 0 | #DIV/0! | #DIV/0! | 2 | 2 | [11 empty] | 1 | 0 | 0 | 0 |  | 0 | 0 | 0 | 0 | 0 | 0
MAPUTO CIDADE | KAMAVOTA | Depósito D. KAMAVOTA | 269346 | 10773.84 | 1 | 0 | 0 | 0 | 0 | 1 | 0 | 0 | 0 | 0 | 0 | 0 | 0 | 1 | 1 | 0 | 0 | 0 | 0 | 1 | 0 | 0 | 0 | 0 | 0 | 0 | 0 | 80.5 | 80.5 | 0 | 0 | 0 | 0 | 80.5 | #DIV/0! | 0 | 0 | 0 | 0 | 0 | 0 | 0 | #DIV/0! | #DIV/0! | 2 | 2 | [11 empty] | 1 | 0 | 0 | 0 |  | 0 | 0 | 0 | 0 | 0 | 0
MAPUTO CIDADE | KAMABUKWANE | Depósito D. KAMABUKWANE | 273434.4592 | 10937.3784 | 1 | 0 | 0 | 0 | 0 | 1 | 0 | 0 | 0 | 0 | 0 | 0 | 0 | 1 | 1 | 0 | 0 | 0 | 0 | 1 | 0 | 0 | 0 | 0 | 0 | 0 | 0 | 80.5 | 80.5 | 0 | 0 | 0 | 0 | 80.5 | #DIV/0! | 0 | 0 | 0 | 0 | 0 | 0 | 0 | #DIV/0! | #DIV/0! | 2 | 2 | [11 empty] | 1 | 0 | 0 | 0 |  | 0 | 0 | 0 | 0 | 0 | 0
MAPUTO CIDADE | KHATEMBE | Depósito D. KHATEMBE | 21478.1954 | 859.1278 | 1 | 0 | 0 | 0 | 0 | 1 | 0 | 0 | 0 | 0 | 0 | 0 | 0 | 1 | 1 | 0 | 0 | 0 | 0 | 1 | 0 | 0 | 0 | 0 | 0 | 0 | 0 | 80.5 | 80.5 | 0 | 0 | 0 | 0 | 80.5 | #DIV/0! | 0 | 0 | 0 | 0 | 0 | 0 | 0 | #DIV/0! | #DIV/0! | 2 | 2 | [11 empty] | 1 | 0 | 0 | 0 |  | 0 | 0 | 0 | 0 | 0 | 0
MAPUTO CIDADE | KANYAKA | Depósito D. KANYAKA | 5476.4668 | 219.0587 | 1 | 0 | 0 | 0 | 0 | 1 | 0 | 0 | 0 | 0 | 0 | 0 | 0 | 1 | 1 | 0 | 0 | 0 | 0 | 1 | 0 | 0 | 0 | 0 | 0 | 0 | 0 | 80.5 | 80.5 | 0 | 0 | 0 | 0 | 80.5 | #DIV/0! | 0 | 0 | 0 | 0 | 0 | 0 | 0 | #DIV/0! | #DIV/0! | 2 | 2 | [11 empty] | 1 | 0 | 0 | 0 |  | 0 | 0 | 0 | 0 | 0 | 0
MAPUTO PROVÍNCIA | MATOLA | Depósito D. MATOLA | 1808353 | 72334.12 | 7 | 0 | 0 | 0 | 0 | 7 | 0 | 0 | 0 | 0 | 0 | 0 | 0 | 5 | 5 | 0 | 0 | 0 | 0 | 0.71429 | 2 | 2 | 0 | 0 | 0 | 0 | 0.28571 | 402.5 | 402.5 | 0 | 0 | 0 | 0 | 402.5 | #DIV/0! | 562 | 562 | 0 | 0 | 0 | 0 | 562 | #DIV/0! | #DIV/0! | 2 | 2 |  |  |  |  | 2 | 2 | [5 empty] | 7 | 0 | 0 | 0 |  | 0 | 0 | 0 | 0 | 0 | 0
MAPUTO PROVÍNCIA | NAMAACHA | Depósito D. NAMAACHA | 121017 | 4840.68 | 4 | 0 | 0 | 0 | 0 | 4 | 0 | 0 | 0 | 0 | 0 | 0 | 0 | 3 | 3 | 0 | 0 | 0 | 0 | 0.75 | 1 | 1 | 0 | 0 | 0 | 0 | 0.25 | 108 | 108 | 0 | 0 | 0 | 0 | 108 | #DIV/0! | 281 | 281 | 0 | 0 | 0 | 0 | 281 | #DIV/0! | #DIV/0! | 3 | 3 |  |  |  |  | 3 | 3 | [5 empty] | 4 | 0 | 0 | 0 |  | 0 | 0 | 0 | 0 | 0 | 0
MAPUTO PROVÍNCIA | MATUTUINE | Depósito D. MATUTUINE | 144123 | 5764.92 | 4 | 0 | 0 | 0 | 0 | 4 | 0 | 0 | 0 | 0 | 0 | 0 | 0 | 1 | 1 | 0 | 0 | 0 | 0 | 0.25 | 3 | 3 | 0 | 0 | 0 | 0 | 0.75 | 36 | 36 | 0 | 0 | 0 | 0 | 36 | #DIV/0! | 843 | 843 | 0 | 0 | 0 | 0 | 843 | #DIV/0! | #DIV/0! | 4 | 4 |  |  |  |  | 3 | 3 | [5 empty] | 4 | 0 | 0 | 0 |  | 0 | 0 | 0 | 0 | 0 | 0
MAPUTO PROVÍNCIA | BOANE | Depósito D. BOANE | 308267 | 12330.68 | 4 | 0 | 0 | 0 | 0 | 4 | 0 | 0 | 0 | 0 | 0 | 0 | 0 | 4 | 4 | 0 | 0 | 0 | 0 | 1 | 0 | 0 | 0 | 0 | 0 | 0 | 0 | 490.5 | 490.5 | 0 | 0 | 0 | 0 | 490.5 | #DIV/0! | 0 | 0 | 0 | 0 | 0 | 0 | 0 | #DIV/0! | #DIV/0! | 2 | 2 | [11 empty] | 4 | 0 | 0 | 0 |  | 0 | 0 | 0 | 0 | 0 | 0
MAPUTO PROVÍNCIA | MOAMBA | Depósito D. MOAMBA | 90817 | 3632.68 | 3 | 0 | 0 | 0 | 0 | 3 | 0 | 0 | 0 | 0 | 0 | 0 | 0 | 3 | 3 | 0 | 0 | 0 | 0 | 1 | 0 | 0 | 0 | 0 | 0 | 0 | 0 | 345.5 | 345.5 | 0 | 0 | 0 | 0 | 345.5 | #DIV/0! | 0 | 0 | 0 | 0 | 0 | 0 | 0 | #DIV/0! | #DIV/0! | 2 | 2 | [11 empty] | 3 | 0 | 0 | 0 |  | 0 | 0 | 0 | 0 | 0 | 0
MAPUTO PROVÍNCIA | MAGUDE | Depósito D. MAGUDE | 178688.306 | 7147.5322 | 3 | 0 | 0 | 0 | 0 | 3 | 0 | 0 | 0 | 0 | 0 | 0 | 0 | 3 | 3 | 0 | 0 | 0 | 0 | 1 | 0 | 0 | 0 | 0 | 0 | 0 | 0 | 108 | 108 | 0 | 0 | 0 | 0 | 108 | #DIV/0! | 0 | 0 | 0 | 0 | 0 | 0 | 0 | #DIV/0! | #DIV/0! | 3.3333 | 3.3333 | [11 empty] | 3 | 0 | 0 | 0 |  | 0 | 0 | 0 | 0 | 0 | 0
MAPUTO PROVÍNCIA | MANHIÇA | Depósito D. MANHIÇA | 304562 | 12182.48 | 5 | 0 | 0 | 0 | 0 | 5 | 0 | 0 | 0 | 0 | 0 | 0 | 0 | 4 | 4 | 0 | 0 | 0 | 0 | 0.8 | 1 | 1 | 0 | 0 | 0 | 0 | 0.2 | 144 | 144 | 0 | 0 | 0 | 0 | 144 | #DIV/0! | 281 | 281 | 0 | 0 | 0 | 0 | 281 | #DIV/0! | #DIV/0! | 4 | 4 |  |  |  |  | 2 | 2 | [5 empty] | 5 | 0 | 0 | 0 |  | 0 | 0 | 0 | 0 | 0 | 0
MAPUTO PROVÍNCIA | MARRACUENE | Depósito D. MARRACUENE | 182685 | 7307.4 | 4 | 0 | 0 | 0 | 0 | 4 | 0 | 0 | 0 | 0 | 0 | 0 | 0 | 4 | 4 | 0 | 0 | 0 | 0 | 1 | 0 | 0 | 0 | 0 | 0 | 0 | 0 | 322 | 322 | 0 | 0 | 0 | 0 | 322 | #DIV/0! | 0 | 0 | 0 | 0 | 0 | 0 | 0 | #DIV/0! | #DIV/0! | 2 | 2 | [11 empty] | 4 | 0 | 0 | 0 |  | 0 | 0 | 0 | 0 | 0 | 0
GAZA | XAI-XAI | Depósito D. XAI-XAI | 133545.9887 | 5341.8395 | 2 | 0 | 0 | 0 | 0 | 2 | 0 | 0 | 0 | 0 | 0 | 0 | 0 | 2 | 2 | 0 | 0 | 0 | 0 | 1 | 0 | 0 | 0 | 0 | 0 | 0 | 0 | 161 | 161 | 0 | 0 | 0 | 0 | 161 | #DIV/0! | 0 | 0 | 0 | 0 | 0 | 0 | 0 | #DIV/0! | #DIV/0! | 2 | 2 | [11 empty] | 2 | 0 | 0 | 0 |  | 0 | 0 | 0 | 0 | 0 | 0
GAZA | CHONGOENE | Depósito D. CHONGOENE | 112416.837 | 4496.6735 | 2 | 0 | 0 | 0 | 0 | 2 | 0 | 0 | 0 | 0 | 0 | 0 | 0 | 2 | 2 | 0 | 0 | 0 | 0 | 1 | 0 | 0 | 0 | 0 | 0 | 0 | 0 | 96 | 96 | 0 | 0 | 0 | 0 | 96 | #DIV/0! | 0 | 0 | 0 | 0 | 0 | 0 | 0 | #DIV/0! | #DIV/0! | 9 | 9 | [11 empty] | 0 | 2 | 0 | 0 |  | 0 | 0 | 0 | 0 | 2 | 2
GAZA | MANDLAKAZI | Depósito D. MANDLAKAZI | 163317.1504 | 6532.686 | 2 | 0 | 0 | 0 | 0 | 2 | 0 | 0 | 0 | 0 | 0 | 0 | 0 | 2 | 2 | 0 | 0 | 0 | 0 | 1 | 0 | 0 | 0 | 0 | 0 | 0 | 0 | 181 | 181 | 0 | 0 | 0 | 0 | 181 | #DIV/0! | 0 | 0 | 0 | 0 | 0 | 0 | 0 | #DIV/0! | #DIV/0! | 2 | 2 | [11 empty] | 2 | 0 | 0 | 0 |  | 0 | 0 | 0 | 0 | 0 | 0
GAZA | CHIBUTO | Depósito D. CHIBUTO | 234253 | 9370.12 | 3 | 0 | 0 | 0 | 0 | 3 | 0 | 0 | 0 | 0 | 0 | 0 | 0 | 3 | 3 | 0 | 0 | 0 | 0 | 1 | 0 | 0 | 0 | 0 | 0 | 0 | 0 | 166.5 | 166.5 | 0 | 0 | 0 | 0 | 166.5 | #DIV/0! | 0 | 0 | 0 | 0 | 0 | 0 | 0 | #DIV/0! | #DIV/0! | 1 | 1 | [11 empty] | 3 | 0 | 0 | 0 |  | 0 | 0 | 0 | 0 | 0 | 0
GAZA | LIMPOPO | Depósito D. LIMPOPO | 164626 | 6585.04 | 2 | 0 | 0 | 0 | 0 | 2 | 0 | 0 | 0 | 0 | 0 | 0 | 0 | 2 | 2 | 0 | 0 | 0 | 0 | 1 | 0 | 0 | 0 | 0 | 0 | 0 | 0 | 181 | 181 | 0 | 0 | 0 | 0 | 181 | #DIV/0! | 0 | 0 | 0 | 0 | 0 | 0 | 0 | #DIV/0! | #DIV/0! | 2 | 2 | [11 empty] | 2 | 0 | 0 | 0 |  | 0 | 0 | 0 | 0 | 0 | 0
GAZA | BILENE | Depósito D. BILENE | 143588.1736 | 5743.5269 | 2 | 0 | 0 | 0 | 0 | 2 | 0 | 0 | 0 | 0 | 0 | 0 | 0 | 1 | 1 | 0 | 0 | 0 | 0 | 0.5 | 1 | 1 | 0 | 0 | 0 | 0 | 0.5 | 55.5 | 55.5 | 0 | 0 | 0 | 0 | 55.5 | #DIV/0! | 281 | 281 | 0 | 0 | 0 | 0 | 281 | #DIV/0! | #DIV/0! | 2 | 2 |  |  |  |  | 2 | 2 | [5 empty] | 2 | 0 | 0 | 0 |  | 0 | 0 | 0 | 0 | 0 | 0
GAZA | CHOKWÉ | Depósito D. CHOKWÉ | 269411 | 10776.44 | 0 | 0 | 1 | 0 | 0 | 1 | 0 | 0 | 0 | 0 | 0 | 0 | 0 | 1 | 0 | 0 | 1 | 0 | 0 | 1 | 0 | 0 | 0 | 0 | 0 | 0 | 0 | 36 | 0 | 0 | 36 | 0 | 0 | 0 | #DIV/0! | 0 | 0 | 0 | 0 | 0 | 0 | 0 | #DIV/0! | #DIV/0! | 4 |  |  | 4 | [9 empty] | 1 | 0 | 0 | 0 |  | 1 | 0 | 0 | 0 | 0 | 1
GAZA | GUIJÁ | Depósito D. GUIJÁ | 93057 | 3722.28 | 2 | 0 | 0 | 0 | 0 | 2 | 0 | 0 | 0 | 0 | 0 | 0 | 0 | 2 | 2 | 0 | 0 | 0 | 0 | 1 | 0 | 0 | 0 | 0 | 0 | 0 | 0 | 111 | 111 | 0 | 0 | 0 | 0 | 111 | #DIV/0! | 0 | 0 | 0 | 0 | 0 | 0 | 0 | #DIV/0! | #DIV/0! | 2 | 2 | [11 empty] | 2 | 0 | 0 | 0 |  | 0 | 0 | 0 | 0 | 0 | 0
GAZA | CHICUALACUALA | Depósito D. CHICUALACUALA | 50176 | 2007.04 | 3 | 0 | 0 | 0 | 0 | 3 | 0 | 0 | 0 | 0 | 0 | 0 | 0 | 3 | 3 | 0 | 0 | 0 | 0 | 1 | 0 | 0 | 0 | 0 | 0 | 0 | 0 | 241.5 | 241.5 | 0 | 0 | 0 | 0 | 241.5 | #DIV/0! | 0 | 0 | 0 | 0 | 0 | 0 | 0 | #DIV/0! | #DIV/0! | 2 | 2 | [11 empty] | 3 | 0 | 0 | 0 |  | 0 | 0 | 0 | 0 | 0 | 0
GAZA | MAPAI | Depósito D. MAPAI | 87957.9669 | 3518.3187 | 2 | 0 | 0 | 0 | 0 | 2 | 0 | 0 | 0 | 0 | 0 | 0 | 0 | 2 | 2 | 0 | 0 | 0 | 0 | 1 | 0 | 0 | 0 | 0 | 0 | 0 | 0 | 315 | 315 | 0 | 0 | 0 | 0 | 315 | #DIV/0! | 0 | 0 | 0 | 0 | 0 | 0 | 0 | #DIV/0! | #DIV/0! | 2 | 2 | [11 empty] | 2 | 0 | 0 | 0 |  | 0 | 0 | 0 | 0 | 0 | 0
GAZA | MASSANGENA | Depósito D. MASSANGENA | 19262 | 770.48 | 3 | 0 | 0 | 0 | 0 | 3 | 0 | 0 | 0 | 0 | 0 | 0 | 0 | 3 | 3 | 0 | 0 | 0 | 0 | 1 | 0 | 0 | 0 | 0 | 0 | 0 | 0 | 510 | 510 | 0 | 0 | 0 | 0 | 510 | #DIV/0! | 0 | 0 | 0 | 0 | 0 | 0 | 0 | #DIV/0! | #DIV/0! | 2 | 2 | [11 empty] | 3 | 0 | 0 | 0 |  | 0 | 0 | 0 | 0 | 0 | 0
GAZA | MABALANE | Depósito D. MABALANE | 38683 | 1547.32 | 3 | 0 | 0 | 0 | 0 | 3 | 0 | 0 | 0 | 0 | 0 | 0 | 0 | 3 | 3 | 0 | 0 | 0 | 0 | 1 | 0 | 0 | 0 | 0 | 0 | 0 | 0 | 241.5 | 241.5 | 0 | 0 | 0 | 0 | 241.5 | #DIV/0! | 0 | 0 | 0 | 0 | 0 | 0 | 0 | #DIV/0! | #DIV/0! | 3 | 3 | [11 empty] | 3 | 0 | 0 | 0 |  | 0 | 0 | 0 | 0 | 0 | 0
GAZA | CHIGUBO | Depósito D. CHIGUBO | 21410.117 | 856.4047 | 2 | 0 | 0 | 0 | 0 | 2 | 0 | 0 | 0 | 0 | 0 | 0 | 0 | 2 | 2 | 0 | 0 | 0 | 0 | 1 | 0 | 0 | 0 | 0 | 0 | 0 | 0 | 72 | 72 | 0 | 0 | 0 | 0 | 72 | #DIV/0! | 0 | 0 | 0 | 0 | 0 | 0 | 0 | #DIV/0! | #DIV/0! | 3.5 | 3.5 | [11 empty] | 2 | 0 | 0 | 0 |  | 0 | 0 | 0 | 0 | 0 | 0
GAZA | MASSINGIR | Depósito D. MASSINGIR | 35076.0106 | 1403.0404 | 2 | 0 | 0 | 0 | 0 | 2 | 0 | 0 | 0 | 0 | 0 | 0 | 0 | 2 | 2 | 0 | 0 | 0 | 0 | 1 | 0 | 0 | 0 | 0 | 0 | 0 | 0 | 181 | 181 | 0 | 0 | 0 | 0 | 181 | #DIV/0! | 0 | 0 | 0 | 0 | 0 | 0 | 0 | #DIV/0! | #DIV/0! | 3.5 | 3.5 | [11 empty] | 2 | 0 | 0 | 0 |  | 0 | 0 | 0 | 0 | 0 | 0
INHAMBANE | GOVURO | Depósito D. GOVURO | 39193.9778 | 1567.7591 | 2 | 0 | 0 | 0 | 0 | 2 | 0 | 0 | 0 | 0 | 0 | 0 | 0 | 0 | 0 | 0 | 0 | 0 | 0 | 0 | 2 | 2 | 0 | 0 | 0 | 0 | 1 | 0 | 0 | 0 | 0 | 0 | 0 | 0 | #DIV/0! | 562 | 562 | 0 | 0 | 0 | 0 | 562 | #DIV/0! | #DIV/0! | #DIV/0! | [5 empty] | 3 | 3 | [5 empty] | 2 | 0 | 0 | 0 |  | 0 | 0 | 0 | 0 | 0 | 0
INHAMBANE | INHASSORO | Depósito D. INHASSORO | 110402.9244 | 4416.117 | 3 | 0 | 0 | 0 | 0 | 3 | 0 | 0 | 0 | 0 | 0 | 0 | 0 | 3 | 3 | 0 | 0 | 0 | 0 | 1 | 0 | 0 | 0 | 0 | 0 | 0 | 0 | 123.5 | 123.5 | 0 | 0 | 0 | 0 | 123.5 | #DIV/0! | 0 | 0 | 0 | 0 | 0 | 0 | 0 | #DIV/0! | #DIV/0! | 6.3333 | 6.3333 | [11 empty] | 1 | 2 | 0 | 0 |  | 0 | 0 | 0 | 0 | 2 | 2
INHAMBANE | VILANCULOS | Depósito D. VILANCULOS "Intermediário" | 161456 | 6458.24 | 5 | 0 | 0 | 0 | 0 | 5 | 1 | 1 | 0 | 0 | 0 | 0 | 0.2 | 4 | 4 | 0 | 0 | 0 | 0 | 0.8 | 0 | 0 | 0 | 0 | 0 | 0 | 0 | 7919.8077 | 7919.8077 | 0 | 0 | 0 | 0 | 7919.8077 | #DIV/0! | 0 | 0 | 0 | 0 | 0 | 0 | 0 | #DIV/0! | #DIV/0! | 1.75 | 1.75 | [11 empty] | 5 | 0 | 0 | 0 |  | 0 | 0 | 0 | 0 | 0 | 0
INHAMBANE | MABOTE | Depósito D. MABOTE | 52799 | 2111.96 | 2 | 0 | 1 | 0 | 0 | 3 | 0 | 0 | 0 | 0 | 0 | 0 | 0 | 3 | 2 | 0 | 1 | 0 | 0 | 1 | 0 | 0 | 0 | 0 | 0 | 0 | 0 | 128 | 111 | 0 | 17 | 0 | 0 | 111 | #DIV/0! | 0 | 0 | 0 | 0 | 0 | 0 | 0 | #DIV/0! | #DIV/0! | 5.6667 | 1 |  | 15 | [9 empty] | 2 | 0 | 1 | 0 |  | 1 | 0 | 0 | 0 | 0 | 1
INHAMBANE | FUNHALOURO | Depósito D. FUNHALOURO | 16429 | 657.16 | 1 | 0 | 0 | 0 | 0 | 1 | 0 | 0 | 0 | 0 | 0 | 0 | 0 | 1 | 1 | 0 | 0 | 0 | 0 | 1 | 0 | 0 | 0 | 0 | 0 | 0 | 0 | 55.5 | 55.5 | 0 | 0 | 0 | 0 | 55.5 | #DIV/0! | 0 | 0 | 0 | 0 | 0 | 0 | 0 | #DIV/0! | #DIV/0! | 1 | 1 | [11 empty] | 1 | 0 | 0 | 0 |  | 0 | 0 | 0 | 0 | 0 | 0
INHAMBANE | MASSINGA | Depósito D. MASSINGA | 248831 | 9953.24 | 2 | 0 | 0 | 0 | 0 | 2 | 0 | 0 | 0 | 0 | 0 | 0 | 0 | 2 | 2 | 0 | 0 | 0 | 0 | 1 | 0 | 0 | 0 | 0 | 0 | 0 | 0 | 91.5 | 91.5 | 0 | 0 | 0 | 0 | 91.5 | #DIV/0! | 0 | 0 | 0 | 0 | 0 | 0 | 0 | #DIV/0! | #DIV/0! | 1 | 1 | [11 empty] | 2 | 0 | 0 | 0 |  | 0 | 0 | 0 | 0 | 0 | 0
INHAMBANE | MORRUMBENE | Depósito D. MORRUMBENE | 118215 | 4728.6 | 2 | 0 | 0 | 0 | 0 | 2 | 0 | 0 | 0 | 0 | 0 | 0 | 0 | 2 | 2 | 0 | 0 | 0 | 0 | 1 | 0 | 0 | 0 | 0 | 0 | 0 | 0 | 91.5 | 91.5 | 0 | 0 | 0 | 0 | 91.5 | #DIV/0! | 0 | 0 | 0 | 0 | 0 | 0 | 0 | #DIV/0! | #DIV/0! | 1 | 1 | [11 empty] | 2 | 0 | 0 | 0 |  | 0 | 0 | 0 | 0 | 0 | 0
INHAMBANE | MAXIXE | Depósito D. MAXIXE | 158219 | 6328.76 | 2 | 0 | 1 | 0 | 0 | 3 | 0 | 0 | 0 | 0 | 0 | 0 | 0 | 3 | 2 | 0 | 1 | 0 | 0 | 1 | 0 | 0 | 0 | 0 | 0 | 0 | 0 | 66.2 | 48 | 0 | 18.2 | 0 | 0 | 48 | #DIV/0! | 0 | 0 | 0 | 0 | 0 | 0 | 0 | #DIV/0! | #DIV/0! | 15 | 15 |  | 15 | [9 empty] | 0 | 0 | 3 | 0 |  | 3 | 0 | 0 | 0 | 0 | 3
INHAMBANE | ZAVALA | Depósito D. ZAVALA | 179419 | 7176.76 | 4 | 0 | 0 | 0 | 0 | 4 | 0 | 0 | 0 | 0 | 0 | 0 | 0 | 4 | 4 | 0 | 0 | 0 | 0 | 1 | 0 | 0 | 0 | 0 | 0 | 0 | 0 | 134.2 | 134.2 | 0 | 0 | 0 | 0 | 134.2 | #DIV/0! | 0 | 0 | 0 | 0 | 0 | 0 | 0 | #DIV/0! | #DIV/0! | 10.5 | 10.5 | [11 empty] | 0 | 3 | 1 | 0 |  | 1 | 0 | 0 | 0 | 3 | 4
INHAMBANE | INHARRIME | Depósito D. INHARRIME | 169780.966 | 6791.2386 | 3 | 0 | 0 | 0 | 0 | 3 | 0 | 0 | 0 | 0 | 0 | 0 | 0 | 3 | 3 | 0 | 0 | 0 | 0 | 1 | 0 | 0 | 0 | 0 | 0 | 0 | 0 | 68 | 68 | 0 | 0 | 0 | 0 | 68 | #DIV/0! | 0 | 0 | 0 | 0 | 0 | 0 | 0 | #DIV/0! | #DIV/0! | 13 | 13 | [11 empty] | 0 | 1 | 2 | 0 |  | 2 | 0 | 0 | 0 | 1 | 3
INHAMBANE | PANDA | Depósito D. PANDA | 72048.2766 | 2881.9311 | 2 | 0 | 0 | 0 | 0 | 2 | 0 | 0 | 0 | 0 | 0 | 0 | 0 | 0 | 0 | 0 | 0 | 0 | 0 | 0 | 2 | 2 | 0 | 0 | 0 | 0 | 1 | 0 | 0 | 0 | 0 | 0 | 0 | 0 | #DIV/0! | 562 | 562 | 0 | 0 | 0 | 0 | 562 | #DIV/0! | #DIV/0! | #DIV/0! | [5 empty] | 3 | 3 | [5 empty] | 2 | 0 | 0 | 0 |  | 0 | 0 | 0 | 0 | 0 | 0
INHAMBANE | JANGAMO | Depósito D. JANGAMO | 110155 | 4406.2 | 3 | 0 | 0 | 0 | 0 | 3 | 0 | 0 | 0 | 0 | 0 | 0 | 0 | 2 | 2 | 0 | 0 | 0 | 0 | 0.66667 | 1 | 1 | 0 | 0 | 0 | 0 | 0.33333 | 72 | 72 | 0 | 0 | 0 | 0 | 72 | #DIV/0! | 281 | 281 | 0 | 0 | 0 | 0 | 281 | #DIV/0! | #DIV/0! | 12 | 12 |  |  |  |  | 9 | 9 | [5 empty] | 0 | 2 | 1 | 0 |  | 1 | 0 | 0 | 0 | 2 | 3
INHAMBANE | HOMOINE | Depósito D. HOMOINE | 98923 | 3956.92 | 2 | 0 | 0 | 0 | 0 | 2 | 0 | 0 | 0 | 0 | 0 | 0 | 0 | 2 | 2 | 0 | 0 | 0 | 0 | 1 | 0 | 0 | 0 | 0 | 0 | 0 | 0 | 48 | 48 | 0 | 0 | 0 | 0 | 48 | #DIV/0! | 0 | 0 | 0 | 0 | 0 | 0 | 0 | #DIV/0! | #DIV/0! | 15 | 15 | [11 empty] | 0 | 0 | 2 | 0 |  | 2 | 0 | 0 | 0 | 0 | 2
INHAMBANE | CIDADE DE INHAMBANE | Depósito D. da Cidade de Inhambane | 172604 | 6904.16 | 4 | 0 | 0 | 0 | 0 | 4 | 0 | 0 | 0 | 0 | 0 | 0 | 0 | 2 | 2 | 0 | 0 | 0 | 0 | 0.5 | 2 | 2 | 0 | 0 | 0 | 0 | 0.5 | 79.5 | 79.5 | 0 | 0 | 0 | 0 | 79.5 | #DIV/0! | 562 | 562 | 0 | 0 | 0 | 0 | 562 | #DIV/0! | #DIV/0! | 8.5 | 8.5 |  |  |  |  | 3 | 3 | [5 empty] | 3 | 0 | 1 | 0 |  | 1 | 0 | 0 | 0 | 0 | 1
|  |  | 0 | 0 | [5 empty] | 0 | [28 empty] | 0 | [7 empty] | 0 | 0 | [13 empty] | 0 | 0 | 0 | 0 | [6 empty] | 0
|  |  | 0 | 0 | [5 empty] | 0 | [28 empty] | 0 | [7 empty] | 0 | 0 | [13 empty] | 0 | 0 | 0 | 0 | [6 empty] | 0
|  |  | 0 | 0 | [5 empty] | 0 | [28 empty] | 0 | [7 empty] | 0 | 0 | [13 empty] | 0 | 0 | 0 | 0 | [6 empty] | 0
|  |  | 0 | 0 | [5 empty] | 0 | [28 empty] | 0 | [7 empty] | 0 | 0 | [13 empty] | 0 | 0 | 0 | 0 | [6 empty] | 0
|  |  | 0 | 0 | [5 empty] | 0 | [28 empty] | 0 | [7 empty] | 0 | 0 | [13 empty] | 0 | 0 | 0 | 0 | [6 empty] | 0
|  |  | 0 | 0 | [5 empty] | 0 | [28 empty] | 0 | [7 empty] | 0 | 0 | [13 empty] | 0 | 0 | 0 | 0 | [6 empty] | 0
|  |  | 0 | 0 | [5 empty] | 0 | [28 empty] | 0 | [7 empty] | 0 | 0 | [13 empty] | 0 | 0 | 0 | 0 | [6 empty] | 0
|  |  | 0 | 0 | [5 empty] | 0 | [28 empty] | 0 | [7 empty] | 0 | 0 | [13 empty] | 0 | 0 | 0 | 0 | [6 empty] | 0
|  |  | 0 | 0 | [5 empty] | 0 | [28 empty] | 0 | [7 empty] | 0 | 0 | [13 empty] | 0 | 0 | 0 | 0 | [6 empty] | 0

## Analysis_SP
GAP ANALYSIS OF COLD CHAIN EQUIPMENT AT THE SERVICE DELIVERY POINTS | [25 empty] | Segmentation of health facilities (Health Facility) - EPI-Tenga, 2026 | [16 empty] | Age Refrigerators Health Facility
| Total |  | 1547564.1638 | 1854 | #DIV/0! | 1698 | 37 | 93 | 0 | 0 | 1828 | 1818 | 1690 | 36 | 92 | 0 | 0 | 0.99453 | 10 | 8 | 1 | 1 | 0 | 0 | 0.0054705 | 928 | 1640 | 1529 | 114 | 214 | 0 | 0 | 0 | 0 |  | 807.9981 | 773 | 1040 | 0 | 15 | 1021 |  | 4.0681 | 3.9227 | 7.2417 | 6.5751 |  |  | 4.7029 | 3.5615 |  | 15 |  |  | 1513 | 199 | 102 | 14 |  | 11 | 0 | 0 | 0 | 12 | 23 |  | 9170091.0607 | 0.23702
| Pourcentage |  |  |  |  | 0.92888 | 0.020241 | 0.050875 | 0 | 0 |  |  | 0.92959 | 0.019802 | 0.050605 | 0 | 0 |  |  | 0.8 | 0.1 | 0.1 | 0 | 0 |  | 0.50054 | 0.88457 | 0.8247 | 0.061489 | 0.11543 | 0 | 0 | 0 | 0 |  |  | 0.42519 | 0.57206 | 0 | 0.0082508 | 0.56161 | [13 empty] | 0.82768 | 0.10886 | 0.055799 | 0.0076586 |  | 0.0060175 | 0 | 0 | 0 | 0.0065646 | 0.012582 |  | 0.23702 | 0.23702
[30 empty] | CC capacity ranges (litres) | 30 | 60 | 90 | 120
|  |  | Live births | Total number of SP | Distance to supply average SP, km | Distribution of CCE per functional status | [5 empty] | Distribution of refrigerators per functional status - SP (EPI-Tenga, 2026) | [6 empty] | Distribution of freezers per functional status | [6 empty] | Segmentation of health facilities (Health Facility) - EPI-Tenga, 2026 | [10 empty] | Source of energy Refrigerators Health Facility (EPI-Tenga, 2026) | [5 empty] | Age Refrigerators | Refrigerators | Refrigerators | Refrigerators | Refrigerators | Refrigerators | Age Refrigerators | [5 empty] | Distribution of equipment per age - SP (EPI-Tenga, 2026) |  |  |  |  | Replacement estimated | [6 empty] | Population deserved by PQS CCE
Province | District | Coverage Penta-3 |  |  |  | Functioning well | Functional, needs repair | Not functional, for breakage | Commissioning issues | New, not installed yet | Total | No. of refrigerators | Functioning well | Functional, needs repair | Not functional, for breakage | Commissioning issues | New, not installed yet | % of CCE | No. of freezers | Functioning well | Functional, needs repair | Not functional, for breakage | Commissioning issues | New, not installed yet | % of CCE | with electricity | with CCE | with functional CCE | with non functional CCE | w/o CCE | vaccine volume < 30 | vaccine volume <= 60 | vaccine volume <= 90 | vaccine volume <= 120 |  | No. of annual births per service | Electricity | Solar | Gas | Kerosene | SD |  | All Refrigerators | Functioning well | Functional, needs repair | Not functional, for breakage | Commissioning issues | New, not installed yet | Electricity | Solar | Gas | Kerosene | SD |  | <=5years | 5-10years | 10-15years | >15years |  | 2025 | 2026 | 2027 | 2028 | 2029 | Total Replacement estimated |  | Total | Percentage | CABO DELGADO
A | B | C | D | E | F | G | H | I | J | K | L | M | N | O | P | Q | R | S | T | U | V | W | X | Y | Z | AA | AB | AC | AD | AE | AF | AG | AH | AI | AJ | AK | AL | AM | AN | AO | AP | AQ | AR | AS | AT | AU | AV | AW | AX | AY | AZ | BA | BB | BC | BD | BE | BF | BG | BH | BI | BJ | BK | BL | BM | BN | BO | BP | BQ | BS
MAPUTO CIDADE | KHAMPFUMO | 0 | 11841.6577 | 7 | #DIV/0! | 8 | 0 | 0 | 0 | 0 | 8 | 8 | 8 | 0 | 0 | 0 | 0 | 1 | 0 | 0 | 0 | 0 | 0 | 0 | 0 | 7 | 7 | 7 | 0 | 0 | 0 | 0 | 0 | 0 |  | 1691.6654 | 8 | 0 | 0 | 0 | 0 |  | 2.75 | 2.75 |  |  |  |  | 2.75 | [5 empty] | 8 | 0 | 0 | 0 |  | 0 | 0 | 0 | 0 | 0 | 0 |  | 0 | 0
CABO DELGADO | CIDADE DE PEMBA | 0 | 27598.32 | 13 | #DIV/0! | 18 | 0 | 0 | 0 | 0 | 18 | 18 | 18 | 0 | 0 | 0 | 0 | 1 | 0 | 0 | 0 | 0 | 0 | 0 | 0 | 2 | 13 | 13 | 0 | 0 | 0 | 0 | 0 | 0 |  | 2122.9477 | 10 | 8 | 0 | 0 | 8 |  | 4.2222 | 4.2222 |  |  |  |  | 4.7 | 3.625 |  |  |  |  | 16 | 1 | 1 | 0 |  | 0 | 0 | 0 | 0 | 0 | 0 |  | 0 | 0 | 2
CABO DELGADO | METUGE | 0 | 3734.2654 | 5 | #DIV/0! | 5 | 0 | 0 | 0 | 0 | 5 | 5 | 5 | 0 | 0 | 0 | 0 | 1 | 0 | 0 | 0 | 0 | 0 | 0 | 0 | 4 | 5 | 5 | 0 | 0 | 0 | 0 | 0 | 0 |  | 746.8531 | 0 | 5 | 0 | 0 | 5 |  | 2 | 2 | [5 empty] | 2 |  |  |  |  | 5 | 0 | 0 | 0 |  | 0 | 0 | 0 | 0 | 0 | 0 |  | 0 | 0 | 3
CABO DELGADO | ANCUABE | 0 | 18177.44 | 9 | #DIV/0! | 11 | 0 | 0 | 0 | 0 | 11 | 11 | 11 | 0 | 0 | 0 | 0 | 1 | 0 | 0 | 0 | 0 | 0 | 0 | 0 | 6 | 9 | 9 | 0 | 0 | 0 | 0 | 0 | 0 |  | 2019.7156 | 0 | 11 | 0 | 0 | 11 |  | 3.1818 | 3.1818 | [5 empty] | 3.1818 |  |  |  |  | 10 | 1 | 0 | 0 |  | 0 | 0 | 0 | 0 | 0 | 0 |  | 0 | 0 | 4
CABO DELGADO | MONTEPUEZ | 0 | 11704.76 | 13 | #DIV/0! | 15 | 0 | 0 | 0 | 0 | 15 | 15 | 15 | 0 | 0 | 0 | 0 | 1 | 0 | 0 | 0 | 0 | 0 | 0 | 0 | 9 | 13 | 13 | 0 | 0 | 0 | 0 | 0 | 0 |  | 900.3662 | 3 | 12 | 0 | 0 | 12 |  | 3.5333 | 3.5333 |  |  |  |  | 7 | 2.6667 |  |  |  |  | 14 | 0 | 1 | 0 |  | 0 | 0 | 0 | 0 | 0 | 0 |  | 0 | 0 | 5
CABO DELGADO | MACOMIA | 0 | 5170.16 | 7 | #DIV/0! | 0 | 0 | 7 | 0 | 0 | 7 | 7 | 0 | 0 | 7 | 0 | 0 | 1 | 0 | 0 | 0 | 0 | 0 | 0 | 0 | 1 | 2 | 0 | 2 | 5 | 0 | 0 | 0 | 0 |  | 738.5943 | 0 | 7 | 0 | 0 | 7 |  | 3 |  |  | 3 |  |  |  | 3 |  |  |  |  | 7 | 0 | 0 | 0 |  | 0 | 0 | 0 | 0 | 0 | 0 |  | 0 | 0 | 6
CABO DELGADO | BALAMA | 0 | 6191.3641 | 8 | #DIV/0! | 8 | 0 | 0 | 0 | 0 | 8 | 8 | 8 | 0 | 0 | 0 | 0 | 1 | 0 | 0 | 0 | 0 | 0 | 0 | 0 | 6 | 8 | 8 | 0 | 0 | 0 | 0 | 0 | 0 |  | 773.9205 | 0 | 8 | 0 | 0 | 8 |  | 2.375 | 2.375 | [5 empty] | 2.375 |  |  |  |  | 8 | 0 | 0 | 0 |  | 0 | 0 | 0 | 0 | 0 | 0 |  | 0 | 0 | 7
CABO DELGADO | NAMUMO | 0 | 8537.8076 | 9 | #DIV/0! | 6 | 3 | 0 | 0 | 0 | 9 | 9 | 6 | 3 | 0 | 0 | 0 | 1 | 0 | 0 | 0 | 0 | 0 | 0 | 0 | 9 | 9 | 6 | 3 | 0 | 0 | 0 | 0 | 0 |  | 948.6453 | 3 | 6 | 0 | 0 | 6 |  | 3.3333 | 3.1667 | 3.6667 |  |  |  | 3 | 3.5 |  |  |  |  | 9 | 0 | 0 | 0 |  | 0 | 0 | 0 | 0 | 0 | 0 |  | 0 | 0 | 8
CABO DELGADO | CHIURE | 0 | 19945.36 | 13 | #DIV/0! | 14 | 1 | 0 | 0 | 0 | 15 | 14 | 13 | 1 | 0 | 0 | 0 | 0.93333 | 1 | 1 | 0 | 0 | 0 | 0 | 0.066667 | 9 | 13 | 12 | 1 | 0 | 0 | 0 | 0 | 0 |  | 1534.2585 | 3 | 12 | 0 | 0 | 12 |  | 2.7857 | 2.6923 | 4 |  |  |  | 3 | 2.75 |  |  |  |  | 15 | 0 | 0 | 0 |  | 0 | 0 | 0 | 0 | 0 | 0 |  | 0 | 0 | 9
CABO DELGADO | MECUFI | 0 | 2158.8147 | 4 | #DIV/0! | 3 | 1 | 0 | 0 | 0 | 4 | 4 | 3 | 1 | 0 | 0 | 0 | 1 | 0 | 0 | 0 | 0 | 0 | 0 | 0 | 3 | 4 | 3 | 1 | 0 | 0 | 0 | 0 | 0 |  | 539.7037 | 1 | 3 | 0 | 0 | 3 |  | 3.25 | 3.3333 | 3 |  |  |  | 3 | 3.3333 |  |  |  |  | 4 | 0 | 0 | 0 |  | 0 | 0 | 0 | 0 | 0 | 0 |  | 0 | 0 | 10
CABO DELGADO | MUEDA | 0 | 6828.44 | 12 | #DIV/0! | 4 | 1 | 9 | 0 | 0 | 14 | 14 | 4 | 1 | 9 | 0 | 0 | 1 | 0 | 0 | 0 | 0 | 0 | 0 | 0 | 7 | 12 | 3 | 9 | 0 | 0 | 0 | 0 | 0 |  | 569.0367 | 0 | 14 | 0 | 0 | 14 |  | 3.5714 | 3 | 4 | 3.7778 |  |  |  | 3.5714 |  |  |  |  | 14 | 0 | 0 | 0 |  | 0 | 0 | 0 | 0 | 0 | 0 |  | 0 | 0 | 11
CABO DELGADO | MUIDUMBE | 0 | 6392.7599 | 12 | #DIV/0! | 0 | 0 | 12 | 0 | 0 | 12 | 12 | 0 | 0 | 12 | 0 | 0 | 1 | 0 | 0 | 0 | 0 | 0 | 0 | 0 | 10 | 12 | 0 | 12 | 0 | 0 | 0 | 0 | 0 |  | 532.73 | 1 | 11 | 0 | 0 | 11 |  | 3.8333 |  |  | 3.8333 |  |  | 3 | 3.9091 |  |  |  |  | 12 | 0 | 0 | 0 |  | 0 | 0 | 0 | 0 | 0 | 0 |  | 0 | 0 | 12
CABO DELGADO | NANGADE | 0 | 3149.7758 | 5 | #DIV/0! | 0 | 0 | 5 | 0 | 0 | 5 | 5 | 0 | 0 | 5 | 0 | 0 | 1 | 0 | 0 | 0 | 0 | 0 | 0 | 0 | 4 | 5 | 0 | 5 | 0 | 0 | 0 | 0 | 0 |  | 629.9552 | 0 | 5 | 0 | 0 | 5 |  | 4 |  |  | 4 |  |  |  | 4 |  |  |  |  | 5 | 0 | 0 | 0 |  | 0 | 0 | 0 | 0 | 0 | 0 |  | 0 | 0 | 13
CABO DELGADO | IBO | 0 | 563.8824 | 1 | #DIV/0! | 0 | 0 | 2 | 0 | 0 | 2 | 2 | 0 | 0 | 2 | 0 | 0 | 1 | 0 | 0 | 0 | 0 | 0 | 0 | 0 | 1 | 1 | 0 | 1 | 0 | 0 | 0 | 0 | 0 |  | 563.8824 | 0 | 2 | 0 | 0 | 2 |  | 4 |  |  | 4 |  |  |  | 4 |  |  |  |  | 2 | 0 | 0 | 0 |  | 0 | 0 | 0 | 0 | 0 | 0 |  | 0 | 0 | 14
CABO DELGADO | MELUCO | 0 | 1138.6745 | 5 | #DIV/0! | 5 | 0 | 0 | 0 | 0 | 5 | 5 | 5 | 0 | 0 | 0 | 0 | 1 | 0 | 0 | 0 | 0 | 0 | 0 | 0 | 3 | 5 | 5 | 0 | 0 | 0 | 0 | 0 | 0 |  | 227.7349 | 0 | 5 | 0 | 0 | 5 |  | 1.8 | 1.8 | [5 empty] | 1.8 |  |  |  |  | 5 | 0 | 0 | 0 |  | 0 | 0 | 0 | 0 | 0 | 0 |  | 0 | 0 | 15
CABO DELGADO | MOCIMBOA DA PRAIA | 0 | 6615.88 | 9 | #DIV/0! | 2 | 0 | 8 | 0 | 0 | 10 | 10 | 2 | 0 | 8 | 0 | 0 | 1 | 0 | 0 | 0 | 0 | 0 | 0 | 0 | 4 | 8 | 2 | 6 | 1 | 0 | 0 | 0 | 0 |  | 735.0978 | 1 | 9 | 0 | 0 | 9 |  | 3 | 2 |  | 3.25 |  |  | 2 | 3.1111 |  |  |  |  | 10 | 0 | 0 | 0 |  | 0 | 0 | 0 | 0 | 0 | 0 |  | 0 | 0 | 16
CABO DELGADO | PALMA | 0 | 3120.9864 | 6 | #DIV/0! | 0 | 0 | 7 | 0 | 0 | 7 | 6 | 0 | 0 | 6 | 0 | 0 | 0.85714 | 1 | 0 | 0 | 1 | 0 | 0 | 0.14286 | 4 | 6 | 0 | 6 | 0 | 0 | 0 | 0 | 0 |  | 520.1644 | 1 | 6 | 0 | 0 | 6 |  | 3.6667 |  |  | 3.6667 |  |  | 2 | 3.6667 |  |  |  |  | 7 | 0 | 0 | 0 |  | 0 | 0 | 0 | 0 | 0 | 0 |  | 0 | 0 | 17
CABO DELGADO | QUISSANGA | 0 | 2288.0422 | 10 | #DIV/0! | 3 | 0 | 7 | 0 | 0 | 10 | 10 | 3 | 0 | 7 | 0 | 0 | 1 | 0 | 0 | 0 | 0 | 0 | 0 | 0 | 6 | 10 | 3 | 7 | 0 | 0 | 0 | 0 | 0 |  | 228.8042 | 0 | 10 | 0 | 0 | 10 |  | 3.6 | 2.6667 |  | 4 |  |  |  | 3.6 |  |  |  |  | 10 | 0 | 0 | 0 |  | 0 | 0 | 0 | 0 | 0 | 0 |  | 0 | 0 | 18
NIASSA | DISTRITO DE LICHINGA | 0 | 23651.44 | 24 | #DIV/0! | 18 | 5 | 0 | 0 | 0 | 23 | 23 | 18 | 5 | 0 | 0 | 0 | 1 | 0 | 0 | 0 | 0 | 0 | 0 | 0 | 0 | 23 | 18 | 5 | 1 | 0 | 0 | 0 | 0 |  | 985.4767 | 11 | 12 | 0 | 0 | 12 |  | 3.4783 | 3.5556 | 3.2 |  |  |  | 4.5455 | 2.5 |  |  |  |  | 21 | 0 | 2 | 0 |  | 0 | 0 | 0 | 0 | 0 | 0 |  | 0 | 0
NIASSA | CHIMBONILA | 0 | 4231.9136 | 14 | #DIV/0! | 12 | 2 | 0 | 0 | 0 | 14 | 14 | 12 | 2 | 0 | 0 | 0 | 1 | 0 | 0 | 0 | 0 | 0 | 0 | 0 | 8 | 14 | 12 | 2 | 0 | 0 | 0 | 0 | 0 |  | 302.2795 | 7 | 7 | 0 | 0 | 7 |  | 2.2857 | 2 | 4 |  |  |  | 2 | 2.5714 |  |  |  |  | 14 | 0 | 0 | 0 |  | 0 | 0 | 0 | 0 | 0 | 0 |  | 0 | 0
NIASSA | CUAMBA | 0 | 19901.24 | 27 | #DIV/0! | 28 | 2 | 0 | 0 | 0 | 30 | 29 | 28 | 1 | 0 | 0 | 0 | 0.96667 | 1 | 0 | 1 | 0 | 0 | 0 | 0.033333 | 10 | 25 | 25 | 1 | 2 | 0 | 0 | 0 | 0 |  | 737.083 | 11 | 19 | 0 | 0 | 19 |  | 3.5862 | 3.5714 | 4 |  |  |  | 4.7273 | 2.8421 |  |  |  |  | 26 | 2 | 2 | 0 |  | 0 | 0 | 0 | 0 | 0 | 0 |  | 0 | 0
NIASSA | MAJUNE | 0 | 2313.6731 | 10 | #DIV/0! | 10 | 0 | 0 | 0 | 0 | 10 | 10 | 10 | 0 | 0 | 0 | 0 | 1 | 0 | 0 | 0 | 0 | 0 | 0 | 0 | 7 | 10 | 10 | 0 | 0 | 0 | 0 | 0 | 0 |  | 231.3673 | 3 | 7 | 0 | 0 | 7 |  | 2 | 2 |  |  |  |  | 2 | 2 |  |  |  |  | 10 | 0 | 0 | 0 |  | 0 | 0 | 0 | 0 | 0 | 0 |  | 0 | 0
NIASSA | LAGO | 0 | 8488.8 | 20 | #DIV/0! | 20 | 0 | 0 | 0 | 0 | 20 | 20 | 20 | 0 | 0 | 0 | 0 | 1 | 0 | 0 | 0 | 0 | 0 | 0 | 0 | 12 | 19 | 19 | 0 | 1 | 0 | 0 | 0 | 0 |  | 424.44 | 8 | 12 | 0 | 0 | 12 |  | 3.1 | 3.1 |  |  |  |  | 4 | 2.5 |  |  |  |  | 19 | 0 | 1 | 0 |  | 0 | 0 | 0 | 0 | 0 | 0 |  | 0 | 0
NIASSA | MANDIMBA | 0 | 9207.04 | 12 | #DIV/0! | 13 | 2 | 0 | 0 | 0 | 15 | 15 | 13 | 2 | 0 | 0 | 0 | 1 | 0 | 0 | 0 | 0 | 0 | 0 | 0 | 8 | 12 | 10 | 2 | 0 | 0 | 0 | 0 | 0 |  | 767.2533 | 4 | 11 | 0 | 0 | 11 |  | 5.3333 | 5.2308 | 6 |  |  |  | 6.75 | 4.8182 |  |  |  |  | 10 | 4 | 1 | 0 |  | 0 | 0 | 0 | 0 | 0 | 0 |  | 0 | 0
NIASSA | MARRUPA | 0 | 4873.88 | 12 | #DIV/0! | 13 | 0 | 0 | 0 | 0 | 13 | 13 | 13 | 0 | 0 | 0 | 0 | 1 | 0 | 0 | 0 | 0 | 0 | 0 | 0 | 3 | 12 | 12 | 0 | 0 | 0 | 0 | 0 | 0 |  | 406.1567 | 6 | 7 | 0 | 0 | 7 |  | 6.7692 | 6.7692 |  |  |  |  | 10.1667 | 3.8571 |  |  |  |  | 6 | 4 | 3 | 0 |  | 0 | 0 | 0 | 0 | 0 | 0 |  | 0 | 0
NIASSA | MAÚA | 0 | 3326.96 | 9 | #DIV/0! | 12 | 0 | 0 | 0 | 0 | 12 | 12 | 12 | 0 | 0 | 0 | 0 | 1 | 0 | 0 | 0 | 0 | 0 | 0 | 0 | 4 | 9 | 9 | 0 | 0 | 0 | 0 | 0 | 0 |  | 369.6622 | 11 | 1 | 0 | 0 | 1 |  | 7.4167 | 7.4167 |  |  |  |  | 7.9091 | 2 |  |  |  |  | 5 | 3 | 4 | 0 |  | 0 | 0 | 0 | 0 | 0 | 0 |  | 0 | 0
NIASSA | MAVAGO | 0 | 2561.96 | 6 | #DIV/0! | 5 | 0 | 0 | 0 | 0 | 5 | 5 | 5 | 0 | 0 | 0 | 0 | 1 | 0 | 0 | 0 | 0 | 0 | 0 | 0 | 4 | 5 | 5 | 0 | 1 | 0 | 0 | 0 | 0 |  | 426.9933 | 5 | 0 | 0 | 0 | 0 |  | 6 | 6 |  |  |  |  | 6 | [5 empty] | 3 | 1 | 1 | 0 |  | 0 | 0 | 0 | 0 | 0 | 0 |  | 0 | 0
NIASSA | MECANHELAS | 0 | 13128.32 | 13 | #DIV/0! | 13 | 0 | 1 | 0 | 0 | 14 | 14 | 13 | 0 | 1 | 0 | 0 | 1 | 0 | 0 | 0 | 0 | 0 | 0 | 0 | 10 | 13 | 12 | 1 | 0 | 0 | 0 | 0 | 0 |  | 1009.8708 | 12 | 2 | 0 | 0 | 2 |  | 4.8571 | 4.7692 |  | 6 |  |  | 4.8333 | 5 |  |  |  |  | 5 | 9 | 0 | 0 |  | 0 | 0 | 0 | 0 | 0 | 0 |  | 0 | 0
NIASSA | MECULA | 0 | 1409.28 | 8 | #DIV/0! | 9 | 0 | 0 | 0 | 0 | 9 | 9 | 9 | 0 | 0 | 0 | 0 | 1 | 0 | 0 | 0 | 0 | 0 | 0 | 0 | 5 | 8 | 8 | 0 | 0 | 0 | 0 | 0 | 0 |  | 176.16 | 3 | 6 | 0 | 0 | 6 |  | 5.6667 | 5.6667 |  |  |  |  | 7.6667 | 4.6667 |  |  |  |  | 3 | 5 | 1 | 0 |  | 0 | 0 | 0 | 0 | 0 | 0 |  | 0 | 0
NIASSA | METARICA | 0 | 2905 | 7 | #DIV/0! | 6 | 2 | 0 | 0 | 0 | 8 | 8 | 6 | 2 | 0 | 0 | 0 | 1 | 0 | 0 | 0 | 0 | 0 | 0 | 0 | 5 | 6 | 5 | 2 | 1 | 0 | 0 | 0 | 0 |  | 415 | 3 | 5 | 0 | 0 | 5 |  | 4.625 | 4.5 | 5 |  |  |  | 7 | 3.2 |  |  |  |  | 6 | 1 | 1 | 0 |  | 0 | 0 | 0 | 0 | 0 | 0 |  | 0 | 0
NIASSA | MUEMBE | 0 | 2346.68 | 8 | #DIV/0! | 6 | 2 | 0 | 0 | 0 | 8 | 8 | 6 | 2 | 0 | 0 | 0 | 1 | 0 | 0 | 0 | 0 | 0 | 0 | 0 | 4 | 8 | 6 | 2 | 0 | 0 | 0 | 0 | 0 |  | 293.335 | 7 | 1 | 0 | 0 | 1 |  | 11 | 9.3333 | 16 |  |  |  | 11.2857 | 9 |  |  |  |  | 1 | 3 | 2 | 2 |  | 0 | 0 | 0 | 0 | 0 | 0 |  | 0 | 0
NIASSA | NGAÚMA | 0 | 5029.68 | 10 | #DIV/0! | 9 | 1 | 0 | 0 | 0 | 10 | 10 | 9 | 1 | 0 | 0 | 0 | 1 | 0 | 0 | 0 | 0 | 0 | 0 | 0 | 7 | 10 | 9 | 1 | 0 | 0 | 0 | 0 | 0 |  | 502.968 | 6 | 4 | 0 | 0 | 4 |  | 5.2 | 4 | 16 |  |  |  | 7.3333 | 2 |  |  |  |  | 7 | 1 | 1 | 1 |  | 0 | 0 | 0 | 0 | 0 | 0 |  | 0 | 0
NIASSA | NIPEPE | 0 | 1608.4703 | 9 | #DIV/0! | 9 | 0 | 0 | 0 | 0 | 9 | 9 | 9 | 0 | 0 | 0 | 0 | 1 | 0 | 0 | 0 | 0 | 0 | 0 | 0 | 7 | 9 | 9 | 0 | 0 | 0 | 0 | 0 | 0 |  | 178.7189 | 5 | 4 | 0 | 0 | 4 |  | 3.5556 | 3.5556 |  |  |  |  | 4.8 | 2 |  |  |  |  | 8 | 0 | 0 | 1 |  | 0 | 0 | 0 | 0 | 0 | 0 |  | 0 | 0
NIASSA | SANGA | 0 | 5395.24 | 14 | #DIV/0! | 11 | 4 | 0 | 0 | 0 | 15 | 15 | 11 | 4 | 0 | 0 | 0 | 1 | 0 | 0 | 0 | 0 | 0 | 0 | 0 | 5 | 14 | 10 | 4 | 0 | 0 | 0 | 0 | 0 |  | 385.3743 | 12 | 3 | 0 | 0 | 3 |  | 6.8 | 5.2727 | 11 |  |  |  | 8 | 2 |  |  |  |  | 7 | 4 | 2 | 2 |  | 0 | 0 | 0 | 0 | 0 | 0 |  | 0 | 0
NAMPULA | NAMPULA | 0 | 53217.44 | 27 | #DIV/0! | 19 | 8 | 0 | 0 | 0 | 27 | 26 | 18 | 8 | 0 | 0 | 0 | 0.96296 | 1 | 1 | 0 | 0 | 0 | 0 | 0.037037 | 8 | 22 | 18 | 5 | 5 | 0 | 0 | 0 | 0 |  | 1971.0163 | 27 | 0 | 0 | 0 | 0 |  | 7.2308 | 3.3333 | 16 |  |  |  | 7.037 | [5 empty] | 19 | 0 | 0 | 8 |  | 9 | 0 | 0 | 0 | 10 | 19 |  | 7000572.8677 | 5.2619
NAMPULA | ANGOCHE | 0 | 14840.5132 | 19 | #DIV/0! | 20 | 0 | 0 | 0 | 0 | 20 | 19 | 19 | 0 | 0 | 0 | 0 | 0.95 | 1 | 1 | 0 | 0 | 0 | 0 | 0.05 | 12 | 19 | 19 | 0 | 0 | 0 | 0 | 0 | 0 |  | 781.0796 | 5 | 15 | 0 | 0 | 15 |  | 2.6316 | 2.6316 |  |  |  |  | 2 | 2.8 |  |  |  |  | 20 | 0 | 0 | 0 |  | 0 | 0 | 0 | 0 | 0 | 0 |  | 0 | 0
NAMPULA | ERATI | 0 | 20615.36 | 11 | #DIV/0! | 12 | 0 | 0 | 0 | 0 | 12 | 12 | 12 | 0 | 0 | 0 | 0 | 1 | 0 | 0 | 0 | 0 | 0 | 0 | 0 | 9 | 11 | 11 | 0 | 0 | 0 | 0 | 0 | 0 |  | 1874.1236 | 1 | 11 | 0 | 0 | 11 |  | 3.5833 | 3.5833 |  |  |  |  | 4 | 3.5455 |  |  |  |  | 11 | 1 | 0 | 0 |  | 0 | 0 | 0 | 0 | 0 | 0 |  | 0 | 0
NAMPULA | MOSSURIL | 0 | 6422.6 | 12 | #DIV/0! | 12 | 0 | 0 | 0 | 0 | 12 | 12 | 12 | 0 | 0 | 0 | 0 | 1 | 0 | 0 | 0 | 0 | 0 | 0 | 0 | 5 | 12 | 12 | 0 | 0 | 0 | 0 | 0 | 0 |  | 535.2167 | 8 | 4 | 0 | 0 | 4 |  | 5.1667 | 5.1667 |  |  |  |  | 5.625 | 4.25 |  |  |  |  | 7 | 5 | 0 | 0 |  | 0 | 0 | 0 | 0 | 0 | 0 |  | 0 | 0
NAMPULA | ILHA DE MOÇAMBIQUE | 0 | 3691.4732 | 5 | #DIV/0! | 4 | 0 | 0 | 0 | 0 | 4 | 4 | 4 | 0 | 0 | 0 | 0 | 1 | 0 | 0 | 0 | 0 | 0 | 0 | 0 | 2 | 4 | 4 | 0 | 1 | 0 | 0 | 0 | 0 |  | 738.2946 | 4 | 0 | 0 | 0 | 0 |  | 3.75 | 3.75 |  |  |  |  | 3.75 | [5 empty] | 3 | 1 | 0 | 0 |  | 0 | 0 | 0 | 0 | 0 | 0 |  | 0 | 0
NAMPULA | NACALA PORTO | 0 | 15971.3518 | 10 | #DIV/0! | 10 | 0 | 0 | 0 | 0 | 10 | 10 | 10 | 0 | 0 | 0 | 0 | 1 | 0 | 0 | 0 | 0 | 0 | 0 | 0 | 2 | 10 | 10 | 0 | 0 | 0 | 0 | 0 | 0 |  | 1597.1352 | 7 | 3 | 0 | 0 | 3 |  | 3.5 | 3.5 |  |  |  |  | 3 | 4.6667 |  |  |  |  | 8 | 2 | 0 | 0 |  | 0 | 0 | 0 | 0 | 0 | 0 |  | 0 | 0
NAMPULA | NACALA A VELHA | 0 | 4501.0287 | 6 | #DIV/0! | 5 | 1 | 0 | 0 | 0 | 6 | 6 | 5 | 1 | 0 | 0 | 0 | 1 | 0 | 0 | 0 | 0 | 0 | 0 | 0 | 3 | 6 | 5 | 1 | 0 | 0 | 0 | 0 | 0 |  | 750.1715 | 4 | 2 | 0 | 0 | 2 |  | 4.6667 | 4 | 8 |  |  |  | 4.5 | 5 |  |  |  |  | 4 | 2 | 0 | 0 |  | 0 | 0 | 0 | 0 | 0 | 0 |  | 0 | 0
NAMPULA | MEMBA | 0 | 12179.6 | 13 | #DIV/0! | 13 | 0 | 0 | 0 | 0 | 13 | 13 | 13 | 0 | 0 | 0 | 0 | 1 | 0 | 0 | 0 | 0 | 0 | 0 | 0 | 9 | 13 | 13 | 0 | 0 | 0 | 0 | 0 | 0 |  | 936.8923 | 0 | 13 | 0 | 0 | 13 |  | 4.2308 | 4.2308 | [5 empty] | 4.2308 |  |  |  |  | 11 | 2 | 0 | 0 |  | 0 | 0 | 0 | 0 | 0 | 0 |  | 0 | 0
NAMPULA | MUECATE | 0 | 12414.36 | 11 | #DIV/0! | 11 | 0 | 0 | 0 | 0 | 11 | 11 | 11 | 0 | 0 | 0 | 0 | 1 | 0 | 0 | 0 | 0 | 0 | 0 | 0 | 9 | 11 | 11 | 0 | 0 | 0 | 0 | 0 | 0 |  | 1128.5782 | 2 | 9 | 0 | 0 | 9 |  | 3.6364 | 3.6364 |  |  |  |  | 6 | 3.1111 |  |  |  |  | 10 | 1 | 0 | 0 |  | 0 | 0 | 0 | 0 | 0 | 0 |  | 0 | 0
NAMPULA | MURRUPULA | 0 | 7092.52 | 8 | #DIV/0! | 8 | 0 | 0 | 0 | 0 | 8 | 8 | 8 | 0 | 0 | 0 | 0 | 1 | 0 | 0 | 0 | 0 | 0 | 0 | 0 | 4 | 8 | 8 | 0 | 0 | 0 | 0 | 0 | 0 |  | 886.565 | 0 | 8 | 0 | 0 | 8 |  | 3.125 | 3.125 | [5 empty] | 3.125 |  |  |  |  | 8 | 0 | 0 | 0 |  | 0 | 0 | 0 | 0 | 0 | 0 |  | 0 | 0
NAMPULA | NACAROA | 0 | 6173.0393 | 7 | #DIV/0! | 7 | 0 | 0 | 0 | 0 | 7 | 7 | 7 | 0 | 0 | 0 | 0 | 1 | 0 | 0 | 0 | 0 | 0 | 0 | 0 | 6 | 7 | 7 | 0 | 0 | 0 | 0 | 0 | 0 |  | 881.8628 | 0 | 7 | 0 | 0 | 7 |  | 3 | 3 | [5 empty] | 3 |  |  |  |  | 7 | 0 | 0 | 0 |  | 0 | 0 | 0 | 0 | 0 | 0 |  | 0 | 0
NAMPULA | RAPALE | 0 | 11520.64 | 10 | #DIV/0! | 9 | 0 | 0 | 0 | 0 | 9 | 9 | 9 | 0 | 0 | 0 | 0 | 1 | 0 | 0 | 0 | 0 | 0 | 0 | 0 | 4 | 9 | 9 | 0 | 1 | 0 | 0 | 0 | 0 |  | 1152.064 | 2 | 7 | 0 | 0 | 7 |  | 5 | 5 |  |  |  |  | 2.5 | 5.7143 |  |  |  |  | 6 | 3 | 0 | 0 |  | 0 | 0 | 0 | 0 | 0 | 0 |  | 0 | 0
NAMPULA | MOMA | 0 | 28937.023 | 11 | #DIV/0! | 16 | 0 | 0 | 0 | 0 | 16 | 16 | 16 | 0 | 0 | 0 | 0 | 1 | 0 | 0 | 0 | 0 | 0 | 0 | 0 | 4 | 11 | 11 | 0 | 0 | 0 | 0 | 0 | 0 |  | 2630.6385 | 4 | 12 | 0 | 0 | 12 |  | 3.5 | 3.5 |  |  |  |  | 3 | 3.6667 |  |  |  |  | 16 | 0 | 0 | 0 |  | 0 | 0 | 0 | 0 | 0 | 0 |  | 0 | 0
NAMPULA | MOGINCUAL | 0 | 8254.3402 | 6 | #DIV/0! | 6 | 0 | 0 | 0 | 0 | 6 | 6 | 6 | 0 | 0 | 0 | 0 | 1 | 0 | 0 | 0 | 0 | 0 | 0 | 0 | 4 | 6 | 6 | 0 | 0 | 0 | 0 | 0 | 0 |  | 1375.7234 | 5 | 1 | 0 | 0 | 1 |  | 3 | 3 |  |  |  |  | 3 | 3 |  |  |  |  | 6 | 0 | 0 | 0 |  | 0 | 0 | 0 | 0 | 0 | 0 |  | 0 | 0
NAMPULA | MALEMA | 0 | 10758.68 | 10 | #DIV/0! | 10 | 0 | 0 | 0 | 0 | 10 | 10 | 10 | 0 | 0 | 0 | 0 | 1 | 0 | 0 | 0 | 0 | 0 | 0 | 0 | 7 | 10 | 10 | 0 | 0 | 0 | 0 | 0 | 0 |  | 1075.868 | 3 | 7 | 0 | 0 | 7 |  | 3.1 | 3.1 |  |  |  |  | 3 | 3.1429 |  |  |  |  | 10 | 0 | 0 | 0 |  | 0 | 0 | 0 | 0 | 0 | 0 |  | 0 | 0
NAMPULA | MECUBURI | 0 | 9936.5852 | 14 | #DIV/0! | 14 | 0 | 0 | 0 | 0 | 14 | 14 | 14 | 0 | 0 | 0 | 0 | 1 | 0 | 0 | 0 | 0 | 0 | 0 | 0 | 10 | 14 | 14 | 0 | 0 | 0 | 0 | 0 | 0 |  | 709.7561 | 5 | 9 | 0 | 0 | 9 |  | 3 | 3 |  |  |  |  | 3 | 3 |  |  |  |  | 14 | 0 | 0 | 0 |  | 0 | 0 | 0 | 0 | 0 | 0 |  | 0 | 0
NAMPULA | RIBAUE | 0 | 20438.4 | 11 | #DIV/0! | 10 | 0 | 0 | 0 | 0 | 10 | 9 | 9 | 0 | 0 | 0 | 0 | 0.9 | 1 | 1 | 0 | 0 | 0 | 0 | 0.1 | 6 | 9 | 9 | 0 | 2 | 0 | 0 | 0 | 0 |  | 1858.0364 | 6 | 4 | 0 | 0 | 4 |  | 3.3333 | 3.3333 |  |  |  |  | 3.3333 | 3.25 |  |  |  |  | 10 | 0 | 0 | 0 |  | 0 | 0 | 0 | 0 | 0 | 0 |  | 0 | 0
NAMPULA | LALAUA | 0 | 8739.76 | 10 | #DIV/0! | 9 | 0 | 0 | 0 | 0 | 9 | 9 | 9 | 0 | 0 | 0 | 0 | 1 | 0 | 0 | 0 | 0 | 0 | 0 | 0 | 0 | 6 | 6 | 0 | 4 | 0 | 0 | 0 | 0 |  | 873.976 | 1 | 8 | 0 | 0 | 8 |  | 3.7778 | 3.7778 |  |  |  |  | 7 | 3.375 |  |  |  |  | 6 | 3 | 0 | 0 |  | 0 | 0 | 0 | 0 | 0 | 0 |  | 0 | 0
NAMPULA | MOGOVOLAS | 0 | 23857.2 | 10 | #DIV/0! | 8 | 0 | 0 | 0 | 0 | 8 | 8 | 8 | 0 | 0 | 0 | 0 | 1 | 0 | 0 | 0 | 0 | 0 | 0 | 0 | 5 | 8 | 8 | 0 | 2 | 0 | 0 | 0 | 0 |  | 2385.72 | 0 | 8 | 0 | 0 | 8 |  | 2.75 | 2.75 | [5 empty] | 2.75 |  |  |  |  | 7 | 1 | 0 | 0 |  | 0 | 0 | 0 | 0 | 0 | 0 |  | 0 | 0
NAMPULA | LARDE | 0 | 6158.32 | 9 | #DIV/0! | 9 | 0 | 0 | 0 | 0 | 9 | 9 | 9 | 0 | 0 | 0 | 0 | 1 | 0 | 0 | 0 | 0 | 0 | 0 | 0 | 2 | 5 | 5 | 0 | 4 | 0 | 0 | 0 | 0 |  | 684.2578 | 0 | 9 | 0 | 0 | 9 |  | 1.7778 | 1.7778 | [5 empty] | 1.7778 |  |  |  |  | 9 | 0 | 0 | 0 |  | 0 | 0 | 0 | 0 | 0 | 0 |  | 0 | 0
NAMPULA | MECONTA | 0 | 9951.24 | 9 | #DIV/0! | 9 | 0 | 0 | 0 | 0 | 9 | 9 | 9 | 0 | 0 | 0 | 0 | 1 | 0 | 0 | 0 | 0 | 0 | 0 | 0 | 2 | 7 | 7 | 0 | 2 | 0 | 0 | 0 | 0 |  | 1105.6933 | 4 | 5 | 0 | 0 | 5 |  | 1.2222 | 1.2222 |  |  |  |  | 1.5 | 1 |  |  |  |  | 9 | 0 | 0 | 0 |  | 0 | 0 | 0 | 0 | 0 | 0 |  | 0 | 0
NAMPULA | MONAPO | 0 | 18227.76 | 19 | 335042 | 19 | 0 | 0 | 0 | 0 | 19 | 18 | 18 | 0 | 0 | 0 | 0 | 0.94737 | 1 | 1 | 0 | 0 | 0 | 0 | 0.052632 | 7 | 17 | 17 | 0 | 2 | 0 | 0 | 0 | 0 |  | 959.3558 | 6 | 13 | 0 | 0 | 13 |  | 3 | 3 |  |  |  |  | 4.1667 | 2.4615 |  |  |  |  | 17 | 1 | 1 | 0 |  | 0 | 0 | 0 | 0 | 0 | 0 |  | 0 | 0
NAMPULA | LIUPO | 0 | 3470.56 | 5 | #DIV/0! | 1 | 0 | 0 | 0 | 0 | 1 | 1 | 1 | 0 | 0 | 0 | 0 | 1 | 0 | 0 | 0 | 0 | 0 | 0 | 0 | 1 | 1 | 1 | 0 | 4 | 0 | 0 | 0 | 0 |  | 694.112 | 0 | 1 | 0 | 0 | 1 |  | 4 | 4 | [5 empty] | 4 |  |  |  |  | 1 | 0 | 0 | 0 |  | 0 | 0 | 0 | 0 | 0 | 0 |  | 0 | 0
ZAMBÉZIA | QUELIMANE | 0 | 51119.3785 | 18 | #DIV/0! | 22 | 0 | 0 | 0 | 0 | 22 | 22 | 22 | 0 | 0 | 0 | 0 | 1 | 0 | 0 | 0 | 0 | 0 | 0 | 0 | 6 | 18 | 18 | 0 | 0 | 0 | 0 | 0 | 0 |  | 2839.9655 | 22 | 0 | 0 | 0 | 0 |  | 3.7273 | 3.7273 |  |  |  |  | 3.7273 | [5 empty] | 16 | 6 | 0 | 0 |  | 0 | 0 | 0 | 0 | 0 | 0 |  | 0 | 0
ZAMBÉZIA | CHINDE | 0 | 10328.36 | 10 | #DIV/0! | 6 | 0 | 0 | 0 | 0 | 6 | 6 | 6 | 0 | 0 | 0 | 0 | 1 | 0 | 0 | 0 | 0 | 0 | 0 | 0 | 4 | 6 | 6 | 0 | 4 | 0 | 0 | 0 | 0 |  | 1032.836 | 5 | 1 | 0 | 0 | 1 |  | 7.3333 | 7.3333 |  |  |  |  | 8.4 | 2 |  |  |  |  | 1 | 5 | 0 | 0 |  | 0 | 0 | 0 | 0 | 0 | 0 |  | 0 | 0
ZAMBÉZIA | DERRE | 0 | 2618.76 | 4 | #DIV/0! | 3 | 0 | 0 | 0 | 0 | 3 | 3 | 3 | 0 | 0 | 0 | 0 | 1 | 0 | 0 | 0 | 0 | 0 | 0 | 0 | 3 | 2 | 2 | 0 | 2 | 0 | 0 | 0 | 0 |  | 654.69 | 2 | 1 | 0 | 0 | 1 |  | 6.6667 | 6.6667 |  |  |  |  | 8 | 4 |  |  |  |  | 1 | 2 | 0 | 0 |  | 0 | 0 | 0 | 0 | 0 | 0 |  | 0 | 0
ZAMBÉZIA | NAMACURRA | 0 | 18959.942 | 14 | #DIV/0! | 11 | 0 | 0 | 0 | 0 | 11 | 11 | 11 | 0 | 0 | 0 | 0 | 1 | 0 | 0 | 0 | 0 | 0 | 0 | 0 | 12 | 11 | 11 | 0 | 3 | 0 | 0 | 0 | 0 |  | 1354.2816 | 11 | 0 | 0 | 0 | 0 |  | 3.7273 | 3.7273 |  |  |  |  | 3.7273 | [5 empty] | 10 | 1 | 0 | 0 |  | 0 | 0 | 0 | 0 | 0 | 0 |  | 0 | 0
ZAMBÉZIA | NAMARROI | 0 | 1523.8024 | 2 | #DIV/0! | 4 | 0 | 0 | 0 | 0 | 4 | 4 | 4 | 0 | 0 | 0 | 0 | 1 | 0 | 0 | 0 | 0 | 0 | 0 | 0 | 2 | 2 | 2 | 0 | 0 | 0 | 0 | 0 | 0 |  | 761.9012 | 4 | 0 | 0 | 0 | 0 |  | 3.5 | 3.5 |  |  |  |  | 3.5 | [5 empty] | 4 | 0 | 0 | 0 |  | 0 | 0 | 0 | 0 | 0 | 0 |  | 0 | 0
ZAMBÉZIA | MAGANJA DA COSTA | 0 | 11993.6155 | 12 | #DIV/0! | 10 | 0 | 0 | 0 | 0 | 10 | 10 | 10 | 0 | 0 | 0 | 0 | 1 | 0 | 0 | 0 | 0 | 0 | 0 | 0 | 10 | 10 | 10 | 0 | 2 | 0 | 0 | 0 | 0 |  | 999.468 | 7 | 3 | 0 | 0 | 3 |  | 4 | 4 |  |  |  |  | 4 | 4 |  |  |  |  | 10 | 0 | 0 | 0 |  | 0 | 0 | 0 | 0 | 0 | 0 |  | 0 | 0
ZAMBÉZIA | MOCUBELA | 0 | 6334.7286 | 8 | #DIV/0! | 8 | 0 | 0 | 0 | 0 | 8 | 8 | 8 | 0 | 0 | 0 | 0 | 1 | 0 | 0 | 0 | 0 | 0 | 0 | 0 | 7 | 6 | 6 | 0 | 2 | 0 | 0 | 0 | 0 |  | 791.8411 | 2 | 6 | 0 | 0 | 6 |  | 2.75 | 2.75 |  |  |  |  | 4 | 2.3333 |  |  |  |  | 8 | 0 | 0 | 0 |  | 0 | 0 | 0 | 0 | 0 | 0 |  | 0 | 0
ZAMBÉZIA | PEBANE | 0 | 11924.2373 | 14 | #DIV/0! | 13 | 0 | 0 | 0 | 0 | 13 | 13 | 13 | 0 | 0 | 0 | 0 | 1 | 0 | 0 | 0 | 0 | 0 | 0 | 0 | 10 | 13 | 13 | 0 | 1 | 0 | 0 | 0 | 0 |  | 851.7312 | 3 | 10 | 0 | 0 | 10 |  | 2.4615 | 2.4615 |  |  |  |  | 3 | 2.3 |  |  |  |  | 13 | 0 | 0 | 0 |  | 0 | 0 | 0 | 0 | 0 | 0 |  | 0 | 0
ZAMBÉZIA | GILÉ | 0 | 8552 | 12 | #DIV/0! | 10 | 0 | 0 | 0 | 0 | 10 | 10 | 10 | 0 | 0 | 0 | 0 | 1 | 0 | 0 | 0 | 0 | 0 | 0 | 0 | 8 | 10 | 10 | 0 | 2 | 0 | 0 | 0 | 0 |  | 712.6667 | 0 | 10 | 0 | 0 | 10 |  | 3.1 | 3.1 | [5 empty] | 3.1 |  |  |  |  | 10 | 0 | 0 | 0 |  | 0 | 0 | 0 | 0 | 0 | 0 |  | 0 | 0
ZAMBÉZIA | ALTO MOLÓCUE | 0 | 26409.08 | 17 | #DIV/0! | 17 | 0 | 0 | 0 | 0 | 17 | 17 | 17 | 0 | 0 | 0 | 0 | 1 | 0 | 0 | 0 | 0 | 0 | 0 | 0 | 11 | 16 | 16 | 0 | 1 | 0 | 0 | 0 | 0 |  | 1553.4753 | 2 | 15 | 0 | 0 | 15 |  | 3.1765 | 3.1765 |  |  |  |  | 3.5 | 3.1333 |  |  |  |  | 17 | 0 | 0 | 0 |  | 0 | 0 | 0 | 0 | 0 | 0 |  | 0 | 0
ZAMBÉZIA | ILE | 0 | 11252.16 | 13 | #DIV/0! | 11 | 0 | 0 | 0 | 0 | 11 | 11 | 11 | 0 | 0 | 0 | 0 | 1 | 0 | 0 | 0 | 0 | 0 | 0 | 0 | 8 | 10 | 10 | 0 | 3 | 0 | 0 | 0 | 0 |  | 865.5508 | 8 | 3 | 0 | 0 | 3 |  | 7.1818 | 7.1818 |  |  |  |  | 7.5 | 6.3333 |  |  |  |  | 2 | 9 | 0 | 0 |  | 0 | 0 | 0 | 0 | 0 | 0 |  | 0 | 0
ZAMBÉZIA | GURUE | 0 | 15973.84 | 16 | #DIV/0! | 24 | 0 | 0 | 0 | 0 | 24 | 24 | 24 | 0 | 0 | 0 | 0 | 1 | 0 | 0 | 0 | 0 | 0 | 0 | 0 | 5 | 15 | 15 | 0 | 1 | 0 | 0 | 0 | 0 |  | 998.365 | 7 | 17 | 0 | 0 | 17 |  | 2.5833 | 2.5833 |  |  |  |  | 3.1429 | 2.3529 |  |  |  |  | 23 | 1 | 0 | 0 |  | 0 | 0 | 0 | 0 | 0 | 0 |  | 0 | 0
ZAMBÉZIA | MOLUMBO | 0 | 3907.0762 | 6 | #DIV/0! | 4 | 0 | 0 | 0 | 0 | 4 | 4 | 4 | 0 | 0 | 0 | 0 | 1 | 0 | 0 | 0 | 0 | 0 | 0 | 0 | 5 | 4 | 4 | 0 | 2 | 0 | 0 | 0 | 0 |  | 651.1794 | 0 | 4 | 0 | 0 | 4 |  | 2.5 | 2.5 | [5 empty] | 2.5 |  |  |  |  | 4 | 0 | 0 | 0 |  | 0 | 0 | 0 | 0 | 0 | 0 |  | 0 | 0
ZAMBÉZIA | MILANGE | 0 | 45862.676 | 15 | #DIV/0! | 14 | 0 | 0 | 0 | 0 | 14 | 14 | 14 | 0 | 0 | 0 | 0 | 1 | 0 | 0 | 0 | 0 | 0 | 0 | 0 | 13 | 13 | 13 | 0 | 2 | 0 | 0 | 0 | 0 |  | 3057.5117 | 5 | 9 | 0 | 0 | 9 |  | 2.9286 | 2.9286 |  |  |  |  | 3 | 2.8889 |  |  |  |  | 13 | 1 | 0 | 0 |  | 0 | 0 | 0 | 0 | 0 | 0 |  | 0 | 0
ZAMBÉZIA | LUGELA | 0 | 7878.7644 | 13 | #DIV/0! | 11 | 0 | 0 | 0 | 0 | 11 | 11 | 11 | 0 | 0 | 0 | 0 | 1 | 0 | 0 | 0 | 0 | 0 | 0 | 0 | 12 | 11 | 11 | 0 | 2 | 0 | 0 | 0 | 0 |  | 606.0588 | 4 | 7 | 0 | 0 | 7 |  | 4.5455 | 4.5455 |  |  |  |  | 5.25 | 4.1429 |  |  |  |  | 9 | 2 | 0 | 0 |  | 0 | 0 | 0 | 0 | 0 | 0 |  | 0 | 0
ZAMBÉZIA | MOCUBA | 0 | 15290.3614 | 21 | #DIV/0! | 15 | 0 | 5 | 0 | 0 | 20 | 20 | 15 | 0 | 5 | 0 | 0 | 1 | 0 | 0 | 0 | 0 | 0 | 0 | 0 | 14 | 19 | 14 | 5 | 2 | 0 | 0 | 0 | 0 |  | 728.1124 | 1 | 19 | 0 | 0 | 19 |  | 3.1 | 3.1333 |  | 3 |  |  | 3 | 3.1053 |  |  |  |  | 19 | 1 | 0 | 0 |  | 0 | 0 | 0 | 0 | 0 | 0 |  | 0 | 0
ZAMBÉZIA | MORRUMBALA | 0 | 11256.6689 | 16 | #DIV/0! | 20 | 0 | 0 | 0 | 0 | 20 | 20 | 20 | 0 | 0 | 0 | 0 | 1 | 0 | 0 | 0 | 0 | 0 | 0 | 0 | 15 | 16 | 16 | 0 | 0 | 0 | 0 | 0 | 0 |  | 703.5418 | 0 | 20 | 0 | 0 | 20 |  | 8 | 8 | [5 empty] | 8 |  |  |  |  | 0 | 20 | 0 | 0 |  | 0 | 0 | 0 | 0 | 0 | 0 |  | 0 | 0
ZAMBÉZIA | MOLEVALA | 0 | 5133.9417 | 6 | #DIV/0! | 4 | 0 | 0 | 0 | 0 | 4 | 4 | 4 | 0 | 0 | 0 | 0 | 1 | 0 | 0 | 0 | 0 | 0 | 0 | 0 | 5 | 4 | 4 | 0 | 2 | 0 | 0 | 0 | 0 |  | 855.657 | 0 | 4 | 0 | 0 | 4 |  | 8 | 8 | [5 empty] | 8 |  |  |  |  | 0 | 4 | 0 | 0 |  | 0 | 0 | 0 | 0 | 0 | 0 |  | 0 | 0
ZAMBÉZIA | MOPEIA | 0 | 7835.285 | 12 | #DIV/0! | 8 | 0 | 4 | 0 | 0 | 12 | 12 | 8 | 0 | 4 | 0 | 0 | 1 | 0 | 0 | 0 | 0 | 0 | 0 | 0 | 9 | 10 | 7 | 3 | 2 | 0 | 0 | 0 | 0 |  | 652.9404 | 4 | 8 | 0 | 0 | 8 |  | 4.6667 | 2.5 |  | 9 |  |  | 9 | 2.5 |  |  |  |  | 8 | 4 | 0 | 0 |  | 0 | 0 | 0 | 0 | 0 | 0 |  | 0 | 0
ZAMBÉZIA | INHASSUNGE | 0 | 3644.3113 | 7 | #DIV/0! | 6 | 0 | 0 | 0 | 0 | 6 | 6 | 6 | 0 | 0 | 0 | 0 | 1 | 0 | 0 | 0 | 0 | 0 | 0 | 0 | 4 | 5 | 5 | 0 | 2 | 0 | 0 | 0 | 0 |  | 520.6159 | 4 | 2 | 0 | 0 | 2 |  | 3 | 3 |  |  |  |  | 2.75 | 3.5 |  |  |  |  | 6 | 0 | 0 | 0 |  | 0 | 0 | 0 | 0 | 0 | 0 |  | 0 | 0
ZAMBÉZIA | NICOADALA | 0 | 6557.2514 | 8 | #DIV/0! | 4 | 0 | 4 | 0 | 0 | 8 | 8 | 4 | 0 | 4 | 0 | 0 | 1 | 0 | 0 | 0 | 0 | 0 | 0 | 0 | 5 | 8 | 4 | 4 | 0 | 0 | 0 | 0 | 0 |  | 819.6564 | 3 | 5 | 0 | 0 | 5 |  | 5.5 | 3 |  | 8 |  |  | 4 | 6.4 |  |  |  |  | 4 | 4 | 0 | 0 |  | 0 | 0 | 0 | 0 | 0 | 0 |  | 0 | 0
ZAMBÉZIA | LUABO | 0 | 2542.3535 | 5 | #DIV/0! | 4 | 0 | 0 | 0 | 0 | 4 | 4 | 4 | 0 | 0 | 0 | 0 | 1 | 0 | 0 | 0 | 0 | 0 | 0 | 0 | 5 | 3 | 3 | 0 | 2 | 0 | 0 | 0 | 0 |  | 508.4707 | 0 | 4 | 0 | 0 | 4 |  | 3 | 3 | [5 empty] | 3 |  |  |  |  | 4 | 0 | 0 | 0 |  | 0 | 0 | 0 | 0 | 0 | 0 |  | 0 | 0
SOFALA | DISTRITO DA BEIRA | 0 | 37789.68 | 21 | #DIV/0! | 18 | 0 | 2 | 0 | 0 | 20 | 19 | 17 | 0 | 2 | 0 | 0 | 0.95 | 1 | 1 | 0 | 0 | 0 | 0 | 0.05 | 0 | 18 | 17 | 1 | 3 | 0 | 0 | 0 | 0 |  | 1799.5086 | 13 | 7 | 0 | 0 | 7 |  | 2.4737 | 1.8235 |  | 8 |  |  | 2.9231 | 1.4286 |  |  |  |  | 18 | 2 | 0 | 0 |  | 0 | 0 | 0 | 0 | 0 | 0 |  | 0 | 0
SOFALA | MARINGUE | 0 | 4548.2589 | 9 | #DIV/0! | 8 | 0 | 0 | 0 | 0 | 8 | 8 | 8 | 0 | 0 | 0 | 0 | 1 | 0 | 0 | 0 | 0 | 0 | 0 | 0 | 8 | 7 | 7 | 0 | 2 | 0 | 0 | 0 | 0 |  | 505.3621 | 5 | 3 | 0 | 0 | 3 |  | 1.375 | 1.375 |  |  |  |  | 1 | 2 |  |  |  |  | 8 | 0 | 0 | 0 |  | 0 | 0 | 0 | 0 | 0 | 0 |  | 0 | 0
SOFALA | CHEMBA | 0 | 3350.3611 | 7 | #DIV/0! | 7 | 0 | 0 | 0 | 0 | 7 | 7 | 7 | 0 | 0 | 0 | 0 | 1 | 0 | 0 | 0 | 0 | 0 | 0 | 0 | 4 | 5 | 5 | 0 | 2 | 0 | 0 | 0 | 0 |  | 478.623 | 1 | 6 | 0 | 0 | 6 |  | 3.8571 | 3.8571 |  |  |  |  | 9 | 3 |  |  |  |  | 6 | 1 | 0 | 0 |  | 0 | 0 | 0 | 0 | 0 | 0 |  | 0 | 0
SOFALA | CAIA | 0 | 9703.2 | 26 | #DIV/0! | 25 | 0 | 0 | 0 | 0 | 25 | 25 | 25 | 0 | 0 | 0 | 0 | 1 | 0 | 0 | 0 | 0 | 0 | 0 | 0 | 6 | 24 | 24 | 0 | 2 | 0 | 0 | 0 | 0 |  | 373.2 | 6 | 19 | 0 | 0 | 19 |  | 3.28 | 3.28 |  |  |  |  | 4 | 3.0526 |  |  |  |  | 25 | 0 | 0 | 0 |  | 0 | 0 | 0 | 0 | 0 | 0 |  | 0 | 0
SOFALA | MARROMEU | 0 | 6805.1189 | 8 | #DIV/0! | 7 | 0 | 0 | 0 | 0 | 7 | 6 | 6 | 0 | 0 | 0 | 0 | 0.85714 | 1 | 1 | 0 | 0 | 0 | 0 | 0.14286 | 7 | 6 | 6 | 0 | 2 | 0 | 0 | 0 | 0 |  | 850.6399 | 5 | 2 | 0 | 0 | 2 |  | 3 | 3 |  |  |  |  | 3 | 3 |  |  |  |  | 7 | 0 | 0 | 0 |  | 0 | 0 | 0 | 0 | 0 | 0 |  | 0 | 0
SOFALA | CHERINGOMA | 0 | 2012.5308 | 6 | #DIV/0! | 6 | 0 | 0 | 0 | 0 | 6 | 6 | 6 | 0 | 0 | 0 | 0 | 1 | 0 | 0 | 0 | 0 | 0 | 0 | 0 | 4 | 4 | 4 | 0 | 2 | 0 | 0 | 0 | 0 |  | 335.4218 | 4 | 2 | 0 | 0 | 2 |  | 3 | 3 |  |  |  |  | 3 | 3 |  |  |  |  | 6 | 0 | 0 | 0 |  | 0 | 0 | 0 | 0 | 0 | 0 |  | 0 | 0
SOFALA | GORONGOZA | 0 | 6118.3276 | 14 | #DIV/0! | 11 | 0 | 0 | 0 | 0 | 11 | 11 | 11 | 0 | 0 | 0 | 0 | 1 | 0 | 0 | 0 | 0 | 0 | 0 | 0 | 12 | 11 | 11 | 0 | 3 | 0 | 0 | 0 | 0 |  | 437.0234 | 5 | 6 | 0 | 0 | 6 |  | 3 | 3 |  |  |  |  | 3 | 3 |  |  |  |  | 11 | 0 | 0 | 0 |  | 0 | 0 | 0 | 0 | 0 | 0 |  | 0 | 0
SOFALA | CHIBABAVA | 0 | 7495.2905 | 15 | #DIV/0! | 16 | 0 | 0 | 0 | 0 | 16 | 16 | 16 | 0 | 0 | 0 | 0 | 1 | 0 | 0 | 0 | 0 | 0 | 0 | 0 | 8 | 13 | 13 | 0 | 2 | 0 | 0 | 0 | 0 |  | 499.686 | 2 | 14 | 0 | 0 | 14 |  | 2.25 | 2.25 |  |  |  |  | 3 | 2.1429 |  |  |  |  | 16 | 0 | 0 | 0 |  | 0 | 0 | 0 | 0 | 0 | 0 |  | 0 | 0
SOFALA | NHAMATANDA | 0 | 22662.9429 | 17 | #DIV/0! | 17 | 0 | 0 | 0 | 0 | 17 | 17 | 17 | 0 | 0 | 0 | 0 | 1 | 0 | 0 | 0 | 0 | 0 | 0 | 0 | 10 | 15 | 15 | 0 | 2 | 0 | 0 | 0 | 0 |  | 1333.1143 | 1 | 16 | 0 | 0 | 16 |  | 2.5294 | 2.5294 |  |  |  |  | 3 | 2.5 |  |  |  |  | 17 | 0 | 0 | 0 |  | 0 | 0 | 0 | 0 | 0 | 0 |  | 0 | 0
SOFALA | DONDO | 0 | 14103.08 | 36 | #DIV/0! | 33 | 0 | 1 | 0 | 0 | 34 | 34 | 33 | 0 | 1 | 0 | 0 | 1 | 0 | 0 | 0 | 0 | 0 | 0 | 0 | 5 | 32 | 31 | 1 | 4 | 0 | 0 | 0 | 0 |  | 391.7522 | 12 | 22 | 0 | 0 | 22 |  | 4.4706 | 4.5152 |  | 3 |  |  | 6.6667 | 3.2727 |  |  |  |  | 30 | 1 | 3 | 0 |  | 0 | 0 | 0 | 0 | 0 | 0 |  | 0 | 0
SOFALA | MUANZA | 0 | 2283.035 | 6 | #DIV/0! | 5 | 0 | 0 | 0 | 0 | 5 | 5 | 5 | 0 | 0 | 0 | 0 | 1 | 0 | 0 | 0 | 0 | 0 | 0 | 0 | 5 | 4 | 4 | 0 | 2 | 0 | 0 | 0 | 0 |  | 380.5058 | 2 | 3 | 0 | 0 | 3 |  | 2.6 | 2.6 |  |  |  |  | 3 | 2.3333 |  |  |  |  | 5 | 0 | 0 | 0 |  | 0 | 0 | 0 | 0 | 0 | 0 |  | 0 | 0
SOFALA | BUZI | 0 | 9368.28 | 20 | #DIV/0! | 18 | 0 | 0 | 0 | 0 | 18 | 18 | 18 | 0 | 0 | 0 | 0 | 1 | 0 | 0 | 0 | 0 | 0 | 0 | 0 | 7 | 18 | 18 | 0 | 2 | 0 | 0 | 0 | 0 |  | 468.414 | 10 | 8 | 0 | 0 | 8 |  | 4.1667 | 4.1667 |  |  |  |  | 4.5 | 3.75 |  |  |  |  | 17 | 0 | 1 | 0 |  | 0 | 0 | 0 | 0 | 0 | 0 |  | 0 | 0
SOFALA | MACHANGA | 0 | 3334.7601 | 10 | #DIV/0! | 9 | 0 | 0 | 0 | 0 | 9 | 9 | 9 | 0 | 0 | 0 | 0 | 1 | 0 | 0 | 0 | 0 | 0 | 0 | 0 | 9 | 8 | 8 | 0 | 2 | 0 | 0 | 0 | 0 |  | 333.476 | 7 | 2 | 0 | 0 | 2 |  | 3.2222 | 3.2222 |  |  |  |  | 3 | 4 |  |  |  |  | 9 | 0 | 0 | 0 |  | 0 | 0 | 0 | 0 | 0 | 0 |  | 0 | 0
TETE | CIDADE DE TETE | 0 | 27333.96 | 12 | #DIV/0! | 13 | 0 | 1 | 0 | 0 | 14 | 14 | 13 | 0 | 1 | 0 | 0 | 1 | 0 | 0 | 0 | 0 | 0 | 0 | 0 | 0 | 11 | 10 | 1 | 1 | 0 | 0 | 0 | 0 |  | 2277.83 | 13 | 1 | 0 | 0 | 1 |  | 4.3571 | 4.5385 |  | 2 |  |  | 4 | 9 |  |  |  |  | 11 | 1 | 2 | 0 |  | 0 | 0 | 0 | 0 | 0 | 0 |  | 0 | 0
TETE | MOATIZE | 0 | 20616.32 | 18 | #DIV/0! | 17 | 0 | 0 | 0 | 0 | 17 | 17 | 17 | 0 | 0 | 0 | 0 | 1 | 0 | 0 | 0 | 0 | 0 | 0 | 0 | 8 | 17 | 17 | 0 | 1 | 0 | 0 | 0 | 0 |  | 1145.3511 | 16 | 1 | 0 | 0 | 1 |  | 4.4118 | 4.4118 |  |  |  |  | 4.5 | 3 |  |  |  |  | 15 | 0 | 2 | 0 |  | 0 | 0 | 0 | 0 | 0 | 0 |  | 0 | 0
TETE | CHIUTA | 0 | 3598.3255 | 5 | #DIV/0! | 3 | 0 | 0 | 0 | 0 | 3 | 3 | 3 | 0 | 0 | 0 | 0 | 1 | 0 | 0 | 0 | 0 | 0 | 0 | 0 | 2 | 3 | 3 | 0 | 2 | 0 | 0 | 0 | 0 |  | 719.6651 | 0 | 3 | 0 | 0 | 3 |  | 4 | 4 | [5 empty] | 4 |  |  |  |  | 3 | 0 | 0 | 0 |  | 0 | 0 | 0 | 0 | 0 | 0 |  | 0 | 0
TETE | MARARA | 0 | 3206.8071 | 5 | #DIV/0! | 3 | 0 | 0 | 0 | 0 | 3 | 3 | 3 | 0 | 0 | 0 | 0 | 1 | 0 | 0 | 0 | 0 | 0 | 0 | 0 | 3 | 3 | 3 | 0 | 2 | 0 | 0 | 0 | 0 |  | 641.3614 | 0 | 3 | 0 | 0 | 3 |  | 4 | 4 | [5 empty] | 4 |  |  |  |  | 3 | 0 | 0 | 0 |  | 0 | 0 | 0 | 0 | 0 | 0 |  | 0 | 0
TETE | CAHORA BASSA | 0 | 8674.28 | 10 | #DIV/0! | 8 | 0 | 0 | 0 | 0 | 8 | 8 | 8 | 0 | 0 | 0 | 0 | 1 | 0 | 0 | 0 | 0 | 0 | 0 | 0 | 2 | 8 | 8 | 0 | 2 | 0 | 0 | 0 | 0 |  | 867.428 | 1 | 7 | 0 | 0 | 7 |  | 2.75 | 2.75 |  |  |  |  | 15 | 1 |  |  |  |  | 7 | 0 | 1 | 0 |  | 0 | 0 | 0 | 0 | 0 | 0 |  | 0 | 0
TETE | MAGOE | 0 | 6109.7875 | 8 | #DIV/0! | 7 | 0 | 0 | 0 | 0 | 7 | 7 | 7 | 0 | 0 | 0 | 0 | 1 | 0 | 0 | 0 | 0 | 0 | 0 | 0 | 5 | 6 | 6 | 0 | 2 | 0 | 0 | 0 | 0 |  | 763.7234 | 1 | 6 | 0 | 0 | 6 |  | 3.2857 | 3.2857 |  |  |  |  | 3 | 3.3333 |  |  |  |  | 7 | 0 | 0 | 0 |  | 0 | 0 | 0 | 0 | 0 | 0 |  | 0 | 0
TETE | ANGÓNIA | 0 | 20986.36 | 17 | #DIV/0! | 15 | 0 | 0 | 0 | 0 | 15 | 15 | 15 | 0 | 0 | 0 | 0 | 1 | 0 | 0 | 0 | 0 | 0 | 0 | 0 | 9 | 15 | 15 | 0 | 2 | 0 | 0 | 0 | 0 |  | 1234.4918 | 9 | 6 | 0 | 0 | 6 |  | 4.1333 | 4.1333 |  |  |  |  | 4.4444 | 3.6667 |  |  |  |  | 12 | 2 | 1 | 0 |  | 0 | 0 | 0 | 0 | 0 | 0 |  | 0 | 0
TETE | CHIFUNDE | 0 | 15974.76 | 10 | #DIV/0! | 9 | 0 | 0 | 0 | 0 | 9 | 9 | 9 | 0 | 0 | 0 | 0 | 1 | 0 | 0 | 0 | 0 | 0 | 0 | 0 | 6 | 7 | 7 | 0 | 3 | 0 | 0 | 0 | 0 |  | 1597.476 | 7 | 2 | 0 | 0 | 2 |  | 3 | 3 |  |  |  |  | 2.2857 | 5.5 |  |  |  |  | 8 | 1 | 0 | 0 |  | 0 | 0 | 0 | 0 | 0 | 0 |  | 0 | 0
TETE | MACANGA | 0 | 8248.92 | 9 | #DIV/0! | 7 | 0 | 0 | 0 | 0 | 7 | 7 | 7 | 0 | 0 | 0 | 0 | 1 | 0 | 0 | 0 | 0 | 0 | 0 | 0 | 5 | 7 | 7 | 0 | 2 | 0 | 0 | 0 | 0 |  | 916.5467 | 2 | 5 | 0 | 0 | 5 |  | 4 | 4 |  |  |  |  | 3 | 4.4 |  |  |  |  | 6 | 1 | 0 | 0 |  | 0 | 0 | 0 | 0 | 0 | 0 |  | 0 | 0
TETE | MARÁVIA | 0 | 5358.56 | 8 | #DIV/0! | 7 | 0 | 0 | 0 | 0 | 7 | 7 | 7 | 0 | 0 | 0 | 0 | 1 | 0 | 0 | 0 | 0 | 0 | 0 | 0 | 5 | 6 | 6 | 0 | 2 | 0 | 0 | 0 | 0 |  | 669.82 | 5 | 2 | 0 | 0 | 2 |  | 4 | 4 |  |  |  |  | 3 | 6.5 |  |  |  |  | 6 | 1 | 0 | 0 |  | 0 | 0 | 0 | 0 | 0 | 0 |  | 0 | 0
TETE | ZUMBO | 0 | 5250.12 | 11 | #DIV/0! | 10 | 0 | 0 | 0 | 0 | 10 | 10 | 10 | 0 | 0 | 0 | 0 | 1 | 0 | 0 | 0 | 0 | 0 | 0 | 0 | 6 | 8 | 8 | 0 | 3 | 0 | 0 | 0 | 0 |  | 477.2836 | 6 | 4 | 0 | 0 | 4 |  | 5.9 | 5.9 |  |  |  |  | 7.1667 | 4 |  |  |  |  | 8 | 0 | 2 | 0 |  | 0 | 0 | 0 | 0 | 0 | 0 |  | 0 | 0
TETE | TSANGANO | 0 | 4512.36 | 8 | #DIV/0! | 8 | 0 | 0 | 0 | 0 | 8 | 8 | 8 | 0 | 0 | 0 | 0 | 1 | 0 | 0 | 0 | 0 | 0 | 0 | 0 | 4 | 6 | 6 | 0 | 2 | 0 | 0 | 0 | 0 |  | 564.045 | 4 | 4 | 0 | 0 | 4 |  | 4.625 | 4.625 |  |  |  |  | 6 | 3.25 |  |  |  |  | 7 | 0 | 1 | 0 |  | 0 | 0 | 0 | 0 | 0 | 0 |  | 0 | 0
TETE | CHANGARA | 0 | 7954.32 | 12 | #DIV/0! | 8 | 0 | 1 | 0 | 0 | 9 | 9 | 8 | 0 | 1 | 0 | 0 | 1 | 0 | 0 | 0 | 0 | 0 | 0 | 0 | 7 | 9 | 8 | 1 | 3 | 0 | 0 | 0 | 0 |  | 662.86 | 4 | 5 | 0 | 0 | 5 |  | 2.8889 | 2.875 |  | 3 |  |  | 3 | 2.8 |  |  |  |  | 9 | 0 | 0 | 0 |  | 0 | 0 | 0 | 0 | 0 | 0 |  | 0 | 0
TETE | DOA | 0 | 7176.72 | 7 | #DIV/0! | 7 | 0 | 1 | 0 | 0 | 8 | 7 | 6 | 0 | 1 | 0 | 0 | 0.875 | 1 | 1 | 0 | 0 | 0 | 0 | 0.125 | 4 | 5 | 4 | 1 | 2 | 0 | 0 | 0 | 0 |  | 1025.2457 | 3 | 5 | 0 | 0 | 5 |  | 4.4286 | 3.6667 |  | 9 |  |  | 5 | 3.8 |  |  |  |  | 7 | 1 | 0 | 0 |  | 0 | 0 | 0 | 0 | 0 | 0 |  | 0 | 0
TETE | MUTARARA | 0 | 10959.32 | 11 | #DIV/0! | 10 | 0 | 0 | 0 | 0 | 10 | 10 | 10 | 0 | 0 | 0 | 0 | 1 | 0 | 0 | 0 | 0 | 0 | 0 | 0 | 6 | 8 | 8 | 0 | 3 | 0 | 0 | 0 | 0 |  | 996.3018 | 3 | 7 | 0 | 0 | 7 |  | 3.8 | 3.8 |  |  |  |  | 2.6667 | 4.2857 |  |  |  |  | 9 | 1 | 0 | 0 |  | 0 | 0 | 0 | 0 | 0 | 0 |  | 0 | 0
MANICA | CIDADE DE CHIMOIO | 0 | 24485.16 | 8 | #DIV/0! | 6 | 0 | 0 | 0 | 0 | 6 | 6 | 6 | 0 | 0 | 0 | 0 | 1 | 0 | 0 | 0 | 0 | 0 | 0 | 0 | 2 | 6 | 6 | 0 | 2 | 0 | 0 | 0 | 0 |  | 3060.645 | 5 | 1 | 0 | 0 | 1 |  | 5.3333 | 5.3333 |  |  |  |  | 5.8 | 3 |  |  |  |  | 5 | 0 | 1 | 0 |  | 0 | 0 | 0 | 0 | 0 | 0 |  | 0 | 0
MANICA | MANICA | 0 | 10728.44 | 20 | #DIV/0! | 16 | 0 | 0 | 0 | 0 | 16 | 16 | 16 | 0 | 0 | 0 | 0 | 1 | 0 | 0 | 0 | 0 | 0 | 0 | 0 | 11 | 16 | 16 | 0 | 4 | 0 | 0 | 0 | 0 |  | 536.422 | 8 | 8 | 0 | 0 | 8 |  | 2.9375 | 2.9375 |  |  |  |  | 2.875 | 3 |  |  |  |  | 16 | 0 | 0 | 0 |  | 2 | 0 | 0 | 0 | 2 | 4 |  | 2169518.193 | 11.5219
MANICA | MACATE | 0 | 7531.8 | 11 | #DIV/0! | 9 | 0 | 0 | 0 | 0 | 9 | 9 | 9 | 0 | 0 | 0 | 0 | 1 | 0 | 0 | 0 | 0 | 0 | 0 | 0 | 8 | 9 | 9 | 0 | 2 | 0 | 0 | 0 | 0 |  | 684.7091 | 6 | 3 | 0 | 0 | 3 |  | 3.3333 | 3.3333 |  |  |  |  | 3.1667 | 3.6667 |  |  |  |  | 9 | 0 | 0 | 0 |  | 0 | 0 | 0 | 0 | 0 | 0 |  | 0 | 0
MANICA | MOSSURIZE | 0 | 11517.4 | 13 | #DIV/0! | 11 | 0 | 0 | 0 | 0 | 11 | 11 | 11 | 0 | 0 | 0 | 0 | 1 | 0 | 0 | 0 | 0 | 0 | 0 | 0 | 10 | 11 | 11 | 0 | 2 | 0 | 0 | 0 | 0 |  | 885.9538 | 5 | 6 | 0 | 0 | 6 |  | 2.9091 | 2.9091 |  |  |  |  | 3 | 2.8333 |  |  |  |  | 11 | 0 | 0 | 0 |  | 0 | 0 | 0 | 0 | 0 | 0 |  | 0 | 0
MANICA | MACHAZE | 0 | 4915.5217 | 11 | #DIV/0! | 11 | 0 | 0 | 0 | 0 | 11 | 11 | 11 | 0 | 0 | 0 | 0 | 1 | 0 | 0 | 0 | 0 | 0 | 0 | 0 | 10 | 9 | 9 | 0 | 2 | 0 | 0 | 0 | 0 |  | 446.8656 | 2 | 9 | 0 | 0 | 9 |  | 4 | 4 |  |  |  |  | 6 | 3.5556 |  |  |  |  | 9 | 2 | 0 | 0 |  | 0 | 0 | 0 | 0 | 0 | 0 |  | 0 | 0
MANICA | GONDOLA | 0 | 8360.2 | 12 | #DIV/0! | 11 | 0 | 0 | 0 | 0 | 11 | 11 | 11 | 0 | 0 | 0 | 0 | 1 | 0 | 0 | 0 | 0 | 0 | 0 | 0 | 4 | 10 | 10 | 0 | 2 | 0 | 0 | 0 | 0 |  | 696.6833 | 2 | 9 | 0 | 0 | 9 |  | 2.5455 | 2.5455 |  |  |  |  | 4 | 2.2222 |  |  |  |  | 11 | 0 | 0 | 0 |  | 0 | 0 | 0 | 0 | 0 | 0 |  | 0 | 0
MANICA | BÁRUE | 0 | 15517.24 | 17 | #DIV/0! | 14 | 0 | 0 | 0 | 0 | 14 | 14 | 14 | 0 | 0 | 0 | 0 | 1 | 0 | 0 | 0 | 0 | 0 | 0 | 0 | 6 | 13 | 13 | 0 | 4 | 0 | 0 | 0 | 0 |  | 912.7788 | 4 | 10 | 0 | 0 | 9 |  | 2.7143 | 2.7143 |  |  |  |  | 4 | 2.2 |  |  |  |  | 13 | 1 | 0 | 0 |  | 0 | 0 | 0 | 0 | 0 | 0 |  | 0 | 0
MANICA | MACOSSA | 0 | 7844.96 | 13 | #DIV/0! | 11 | 0 | 0 | 0 | 0 | 11 | 11 | 11 | 0 | 0 | 0 | 0 | 1 | 0 | 0 | 0 | 0 | 0 | 0 | 0 | 8 | 11 | 11 | 0 | 2 | 0 | 0 | 0 | 0 |  | 603.4585 | 5 | 6 | 0 | 0 | 6 |  | 2.3636 | 2.3636 |  |  |  |  | 2.4 | 2.3333 |  |  |  |  | 11 | 0 | 0 | 0 |  | 0 | 0 | 0 | 0 | 0 | 0 |  | 0 | 0
MANICA | SUSSUNDENGA | 0 | 9558.88 | 17 | #DIV/0! | 15 | 0 | 0 | 0 | 0 | 15 | 15 | 15 | 0 | 0 | 0 | 0 | 1 | 0 | 0 | 0 | 0 | 0 | 0 | 0 | 9 | 15 | 15 | 0 | 2 | 0 | 0 | 0 | 0 |  | 562.2871 | 0 | 15 | 0 | 0 | 15 |  | 3.8 | 3.8 | [5 empty] | 3.8 |  |  |  |  | 13 | 2 | 0 | 0 |  | 0 | 0 | 0 | 0 | 0 | 0 |  | 0 | 0
MANICA | VANDUZI | 0 | 2990.72 | 9 | #DIV/0! | 7 | 0 | 0 | 0 | 0 | 7 | 7 | 7 | 0 | 0 | 0 | 0 | 1 | 0 | 0 | 0 | 0 | 0 | 0 | 0 | 4 | 7 | 7 | 0 | 2 | 0 | 0 | 0 | 0 |  | 332.3022 | 3 | 4 | 0 | 0 | 4 |  | 1.8571 | 1.8571 |  |  |  |  | 2 | 1.75 |  |  |  |  | 7 | 0 | 0 | 0 |  | 0 | 0 | 0 | 0 | 0 | 0 |  | 0 | 0
MANICA | GURO | 0 | 4797.72 | 12 | #DIV/0! | 11 | 0 | 0 | 0 | 0 | 11 | 11 | 11 | 0 | 0 | 0 | 0 | 1 | 0 | 0 | 0 | 0 | 0 | 0 | 0 | 4 | 11 | 11 | 0 | 1 | 0 | 0 | 0 | 0 |  | 399.81 | 1 | 10 | 0 | 0 | 10 |  | 1.5455 | 1.5455 |  |  |  |  | 4 | 1.3 |  |  |  |  | 11 | 0 | 0 | 0 |  | 0 | 0 | 0 | 0 | 0 | 0 |  | 0 | 0
MANICA | TAMBARA | 0 | 2980.08 | 8 | #DIV/0! | 9 | 0 | 0 | 0 | 0 | 9 | 9 | 9 | 0 | 0 | 0 | 0 | 1 | 0 | 0 | 0 | 0 | 0 | 0 | 0 | 5 | 8 | 8 | 0 | 0 | 0 | 0 | 0 | 0 |  | 372.51 | 1 | 8 | 0 | 0 | 8 |  | 2 | 2 |  |  |  |  | 3 | 1.875 |  |  |  |  | 9 | 0 | 0 | 0 |  | 0 | 0 | 0 | 0 | 0 | 0 |  | 0 | 0
MAPUTO CIDADE | NLHAMANKULU | 0 | 6310.0478 | 4 | #DIV/0! | 5 | 0 | 0 | 0 | 0 | 5 | 5 | 5 | 0 | 0 | 0 | 0 | 1 | 0 | 0 | 0 | 0 | 0 | 0 | 0 | 4 | 4 | 4 | 0 | 0 | 0 | 0 | 0 | 0 |  | 1577.512 | 5 | 0 | 0 | 0 | 0 |  | 2 | 2 |  |  |  |  | 2 | [5 empty] | 5 | 0 | 0 | 0 |  | 0 | 0 | 0 | 0 | 0 | 0 |  | 0 | 0
MAPUTO CIDADE | KAMAXAQUENE | 0 | 5343.6993 | 2 | #DIV/0! | 3 | 0 | 0 | 0 | 0 | 3 | 3 | 3 | 0 | 0 | 0 | 0 | 1 | 0 | 0 | 0 | 0 | 0 | 0 | 0 | 2 | 2 | 2 | 0 | 0 | 0 | 0 | 0 | 0 |  | 2671.8497 | 3 | 0 | 0 | 0 | 0 |  | 2 | 2 |  |  |  |  | 2 | [5 empty] | 3 | 0 | 0 | 0 |  | 0 | 0 | 0 | 0 | 0 | 0 |  | 0 | 0
MAPUTO CIDADE | KAMAVOTA | 0 | 10773.84 | 7 | #DIV/0! | 7 | 0 | 0 | 0 | 0 | 7 | 7 | 7 | 0 | 0 | 0 | 0 | 1 | 0 | 0 | 0 | 0 | 0 | 0 | 0 | 7 | 7 | 7 | 0 | 0 | 0 | 0 | 0 | 0 |  | 1539.12 | 7 | 0 | 0 | 0 | 0 |  | 2 | 2 |  |  |  |  | 2 | [5 empty] | 7 | 0 | 0 | 0 |  | 0 | 0 | 0 | 0 | 0 | 0 |  | 0 | 0
MAPUTO CIDADE | KAMABUKWANE | 0 | 10937.3784 | 6 | #DIV/0! | 6 | 0 | 0 | 0 | 0 | 6 | 6 | 6 | 0 | 0 | 0 | 0 | 1 | 0 | 0 | 0 | 0 | 0 | 0 | 0 | 6 | 6 | 6 | 0 | 0 | 0 | 0 | 0 | 0 |  | 1822.8964 | 6 | 0 | 0 | 0 | 0 |  | 5.5 | 5.5 |  |  |  |  | 5.5 | [5 empty] | 3 | 3 | 0 | 0 |  | 0 | 0 | 0 | 0 | 0 | 0 |  | 0 | 0
MAPUTO CIDADE | KHATEMBE | 0 | 859.1278 | 4 | #DIV/0! | 4 | 0 | 0 | 0 | 0 | 4 | 4 | 4 | 0 | 0 | 0 | 0 | 1 | 0 | 0 | 0 | 0 | 0 | 0 | 0 | 4 | 4 | 4 | 0 | 0 | 0 | 0 | 0 | 0 |  | 214.782 | 4 | 0 | 0 | 0 | 0 |  | 2 | 2 |  |  |  |  | 2 | [5 empty] | 4 | 0 | 0 | 0 |  | 0 | 0 | 0 | 0 | 0 | 0 |  | 0 | 0
MAPUTO CIDADE | KANYAKA | 0 | 219.0587 | 3 | #DIV/0! | 3 | 0 | 0 | 0 | 0 | 3 | 3 | 3 | 0 | 0 | 0 | 0 | 1 | 0 | 0 | 0 | 0 | 0 | 0 | 0 | 3 | 3 | 3 | 0 | 0 | 0 | 0 | 0 | 0 |  | 73.0196 | 3 | 0 | 0 | 0 | 0 |  | 6.6667 | 6.6667 |  |  |  |  | 6.6667 | [5 empty] | 1 | 2 | 0 | 0 |  | 0 | 0 | 0 | 0 | 0 | 0 |  | 0 | 0
MAPUTO PROVÍNCIA | MATOLA | 0 | 72334.12 | 25 | #DIV/0! | 34 | 0 | 0 | 0 | 0 | 34 | 34 | 34 | 0 | 0 | 0 | 0 | 1 | 0 | 0 | 0 | 0 | 0 | 0 | 0 | 18 | 23 | 23 | 0 | 2 | 0 | 0 | 0 | 0 |  | 2893.3648 | 19 | 15 | 0 | 0 | 15 |  | 2.9412 | 2.9412 |  |  |  |  | 2.6842 | 3.2667 |  |  |  |  | 34 | 0 | 0 | 0 |  | 0 | 0 | 0 | 0 | 0 | 0 |  | 0 | 0
MAPUTO PROVÍNCIA | NAMAACHA | 0 | 4840.68 | 11 | #DIV/0! | 10 | 0 | 0 | 0 | 0 | 10 | 10 | 10 | 0 | 0 | 0 | 0 | 1 | 0 | 0 | 0 | 0 | 0 | 0 | 0 | 1 | 9 | 9 | 0 | 2 | 0 | 0 | 0 | 0 |  | 440.0618 | 10 | 0 | 0 | 0 | 0 |  | 3.1 | 3.1 |  |  |  |  | 3.1 | [5 empty] | 10 | 0 | 0 | 0 |  | 0 | 0 | 0 | 0 | 0 | 0 |  | 0 | 0
MAPUTO PROVÍNCIA | MATUTUINE | 0 | 5764.92 | 15 | #DIV/0! | 14 | 0 | 0 | 0 | 0 | 14 | 14 | 14 | 0 | 0 | 0 | 0 | 1 | 0 | 0 | 0 | 0 | 0 | 0 | 0 | 1 | 13 | 13 | 0 | 2 | 0 | 0 | 0 | 0 |  | 384.328 | 4 | 10 | 0 | 0 | 10 |  | 3.5714 | 3.5714 |  |  |  |  | 3.5 | 3.6 |  |  |  |  | 14 | 0 | 0 | 0 |  | 0 | 0 | 0 | 0 | 0 | 0 |  | 0 | 0
MAPUTO PROVÍNCIA | BOANE | 0 | 12330.68 | 20 | #DIV/0! | 16 | 0 | 2 | 0 | 0 | 18 | 18 | 16 | 0 | 2 | 0 | 0 | 1 | 0 | 0 | 0 | 0 | 0 | 0 | 0 | 0 | 15 | 13 | 2 | 5 | 0 | 0 | 0 | 0 |  | 616.534 | 14 | 4 | 0 | 0 | 4 |  | 3.6667 | 2.25 |  | 15 |  |  | 4 | 2.5 |  |  |  |  | 16 | 0 | 2 | 0 |  | 0 | 0 | 0 | 0 | 0 | 0 |  | 0 | 0
MAPUTO PROVÍNCIA | MOAMBA | 0 | 3632.68 | 12 | #DIV/0! | 10 | 0 | 0 | 0 | 0 | 10 | 10 | 10 | 0 | 0 | 0 | 0 | 1 | 0 | 0 | 0 | 0 | 0 | 0 | 0 | 4 | 9 | 9 | 0 | 3 | 0 | 0 | 0 | 0 |  | 302.7233 | 2 | 8 | 0 | 0 | 8 |  | 3.3 | 3.3 |  |  |  |  | 4 | 3.125 |  |  |  |  | 10 | 0 | 0 | 0 |  | 0 | 0 | 0 | 0 | 0 | 0 |  | 0 | 0
MAPUTO PROVÍNCIA | MAGUDE | 0 | 7147.5322 | 10 | #DIV/0! | 9 | 0 | 0 | 0 | 0 | 9 | 9 | 9 | 0 | 0 | 0 | 0 | 1 | 0 | 0 | 0 | 0 | 0 | 0 | 0 | 6 | 8 | 8 | 0 | 2 | 0 | 0 | 0 | 0 |  | 714.7532 | 0 | 9 | 0 | 0 | 9 |  | 3.8889 | 3.8889 | [5 empty] | 3.8889 |  |  |  |  | 9 | 0 | 0 | 0 |  | 0 | 0 | 0 | 0 | 0 | 0 |  | 0 | 0
MAPUTO PROVÍNCIA | MANHIÇA | 0 | 12182.48 | 21 | #DIV/0! | 25 | 0 | 2 | 0 | 0 | 27 | 27 | 25 | 0 | 2 | 0 | 0 | 1 | 0 | 0 | 0 | 0 | 0 | 0 | 0 | 2 | 15 | 13 | 2 | 6 | 0 | 0 | 0 | 0 |  | 580.1181 | 12 | 15 | 0 | 0 | 15 |  | 3.7407 | 2.84 |  | 15 |  |  | 4.5 | 3.1333 |  |  |  |  | 25 | 0 | 2 | 0 |  | 0 | 0 | 0 | 0 | 0 | 0 |  | 0 | 0
MAPUTO PROVÍNCIA | MARRACUENE | 0 | 7307.4 | 12 | #DIV/0! | 10 | 0 | 0 | 0 | 0 | 10 | 10 | 10 | 0 | 0 | 0 | 0 | 1 | 0 | 0 | 0 | 0 | 0 | 0 | 0 | 1 | 10 | 10 | 0 | 2 | 0 | 0 | 0 | 0 |  | 608.95 | 10 | 0 | 0 | 0 | 0 |  | 2.4 | 2.4 |  |  |  |  | 2.4 | [5 empty] | 10 | 0 | 0 | 0 |  | 0 | 0 | 0 | 0 | 0 | 0 |  | 0 | 0
GAZA | XAI-XAI | 0 | 5341.8395 | 8 | #DIV/0! | 7 | 0 | 2 | 0 | 0 | 9 | 9 | 7 | 0 | 2 | 0 | 0 | 1 | 0 | 0 | 0 | 0 | 0 | 0 | 0 | 2 | 8 | 6 | 2 | 0 | 0 | 0 | 0 | 0 |  | 667.7299 | 9 | 0 | 0 | 0 | 0 |  | 3.5556 | 2 |  | 9 |  |  | 3.5556 | [5 empty] | 7 | 2 | 0 | 0 |  | 0 | 0 | 0 | 0 | 0 | 0 |  | 0 | 0
GAZA | CHONGOENE | 0 | 4496.6735 | 14 | #DIV/0! | 14 | 0 | 0 | 0 | 0 | 14 | 14 | 14 | 0 | 0 | 0 | 0 | 1 | 0 | 0 | 0 | 0 | 0 | 0 | 0 | 5 | 14 | 14 | 0 | 0 | 0 | 0 | 0 | 0 |  | 321.191 | 11 | 3 | 0 | 0 | 3 |  | 3 | 3 |  |  |  |  | 3.2727 | 2 |  |  |  |  | 12 | 2 | 0 | 0 |  | 0 | 0 | 0 | 0 | 0 | 0 |  | 0 | 0
GAZA | MANDLAKAZI | 0 | 6532.686 | 20 | #DIV/0! | 19 | 0 | 1 | 0 | 0 | 20 | 20 | 19 | 0 | 1 | 0 | 0 | 1 | 0 | 0 | 0 | 0 | 0 | 0 | 0 | 11 | 20 | 19 | 1 | 0 | 0 | 0 | 0 | 0 |  | 326.6343 | 7 | 13 | 0 | 0 | 13 |  | 2.85 | 2.7895 |  | 4 |  |  | 2.8571 | 2.8462 |  |  |  |  | 20 | 0 | 0 | 0 |  | 0 | 0 | 0 | 0 | 0 | 0 |  | 0 | 0
GAZA | CHIBUTO | 0 | 9370.12 | 21 | #DIV/0! | 22 | 0 | 0 | 0 | 0 | 22 | 22 | 22 | 0 | 0 | 0 | 0 | 1 | 0 | 0 | 0 | 0 | 0 | 0 | 0 | 7 | 20 | 20 | 0 | 1 | 0 | 0 | 0 | 0 |  | 446.1962 | 5 | 17 | 0 | 0 | 17 |  | 2.1818 | 2.1818 |  |  |  |  | 5.8 | 1.1176 |  |  |  |  | 21 | 0 | 1 | 0 |  | 0 | 0 | 0 | 0 | 0 | 0 |  | 0 | 0
GAZA | LIMPOPO | 0 | 6585.04 | 9 | #DIV/0! | 9 | 1 | 0 | 0 | 0 | 10 | 10 | 9 | 1 | 0 | 0 | 0 | 1 | 0 | 0 | 0 | 0 | 0 | 0 | 0 | 6 | 9 | 8 | 1 | 0 | 0 | 0 | 0 | 0 |  | 731.6711 | 7 | 3 | 0 | 0 | 3 |  | 3.5 | 3.4444 | 4 |  |  |  | 3.8571 | 2.6667 |  |  |  |  | 9 | 0 | 1 | 0 |  | 0 | 0 | 0 | 0 | 0 | 0 |  | 0 | 0
GAZA | BILENE | 0 | 5743.5269 | 11 | #DIV/0! | 11 | 0 | 0 | 0 | 0 | 11 | 11 | 11 | 0 | 0 | 0 | 0 | 1 | 0 | 0 | 0 | 0 | 0 | 0 | 0 | 4 | 11 | 11 | 0 | 0 | 0 | 0 | 0 | 0 |  | 522.1388 | 0 | 11 | 0 | 0 | 11 |  | 2.3636 | 2.3636 | [5 empty] | 2.3636 |  |  |  |  | 11 | 0 | 0 | 0 |  | 0 | 0 | 0 | 0 | 0 | 0 |  | 0 | 0
GAZA | CHOKWÉ | 0 | 10776.44 | 28 | #DIV/0! | 24 | 0 | 0 | 0 | 0 | 24 | 24 | 24 | 0 | 0 | 0 | 0 | 1 | 0 | 0 | 0 | 0 | 0 | 0 | 0 | 3 | 24 | 24 | 0 | 4 | 0 | 0 | 0 | 0 |  | 384.8729 | 10 | 14 | 0 | 0 | 14 |  | 3.875 | 3.875 |  |  |  |  | 4.9 | 3.1429 |  |  |  |  | 21 | 2 | 1 | 0 |  | 0 | 0 | 0 | 0 | 0 | 0 |  | 0 | 0
GAZA | GUIJÁ | 0 | 3722.28 | 12 | #DIV/0! | 11 | 0 | 0 | 0 | 0 | 11 | 11 | 11 | 0 | 0 | 0 | 0 | 1 | 0 | 0 | 0 | 0 | 0 | 0 | 0 | 4 | 11 | 11 | 0 | 1 | 0 | 0 | 0 | 0 |  | 310.19 | 2 | 9 | 0 | 0 | 9 |  | 3.2727 | 3.2727 |  |  |  |  | 9 | 2 |  |  |  |  | 10 | 0 | 1 | 0 |  | 0 | 0 | 0 | 0 | 0 | 0 |  | 0 | 0
GAZA | CHICUALACUALA | 0 | 2007.04 | 12 | #DIV/0! | 12 | 0 | 0 | 0 | 0 | 12 | 12 | 12 | 0 | 0 | 0 | 0 | 1 | 0 | 0 | 0 | 0 | 0 | 0 | 0 | 7 | 12 | 12 | 0 | 0 | 0 | 0 | 0 | 0 |  | 167.2533 | 7 | 5 | 0 | 0 | 5 |  | 3.25 | 3.25 |  |  |  |  | 4.2857 | 1.8 |  |  |  |  | 11 | 0 | 1 | 0 |  | 0 | 0 | 0 | 0 | 0 | 0 |  | 0 | 0
GAZA | MAPAI | 0 | 3518.3187 | 7 | #DIV/0! | 7 | 0 | 0 | 0 | 0 | 7 | 7 | 7 | 0 | 0 | 0 | 0 | 1 | 0 | 0 | 0 | 0 | 0 | 0 | 0 | 2 | 6 | 6 | 0 | 1 | 0 | 0 | 0 | 0 |  | 502.617 | 1 | 6 | 0 | 0 | 6 |  | 2 | 2 |  |  |  |  | 2 | 2 |  |  |  |  | 7 | 0 | 0 | 0 |  | 0 | 0 | 0 | 0 | 0 | 0 |  | 0 | 0
GAZA | MASSANGENA | 0 | 770.48 | 4 | #DIV/0! | 4 | 0 | 0 | 0 | 0 | 4 | 4 | 4 | 0 | 0 | 0 | 0 | 1 | 0 | 0 | 0 | 0 | 0 | 0 | 0 | 2 | 4 | 4 | 0 | 0 | 0 | 0 | 0 | 0 |  | 192.62 | 3 | 1 | 0 | 0 | 1 |  | 2.75 | 2.75 |  |  |  |  | 3 | 2 |  |  |  |  | 4 | 0 | 0 | 0 |  | 0 | 0 | 0 | 0 | 0 | 0 |  | 0 | 0
GAZA | MABALANE | 0 | 1547.32 | 10 | #DIV/0! | 10 | 0 | 0 | 0 | 0 | 10 | 10 | 10 | 0 | 0 | 0 | 0 | 1 | 0 | 0 | 0 | 0 | 0 | 0 | 0 | 8 | 10 | 10 | 0 | 0 | 0 | 0 | 0 | 0 |  | 154.732 | 1 | 9 | 0 | 0 | 9 |  | 2.9 | 2.9 |  |  |  |  | 2 | 3 |  |  |  |  | 10 | 0 | 0 | 0 |  | 0 | 0 | 0 | 0 | 0 | 0 |  | 0 | 0
GAZA | CHIGUBO | 0 | 856.4047 | 4 | #DIV/0! | 4 | 0 | 0 | 0 | 0 | 4 | 4 | 4 | 0 | 0 | 0 | 0 | 1 | 0 | 0 | 0 | 0 | 0 | 0 | 0 | 3 | 4 | 4 | 0 | 0 | 0 | 0 | 0 | 0 |  | 214.1012 | 2 | 2 | 0 | 0 | 2 |  | 3.25 | 3.25 |  |  |  |  | 3 | 3.5 |  |  |  |  | 4 | 0 | 0 | 0 |  | 0 | 0 | 0 | 0 | 0 | 0 |  | 0 | 0
GAZA | MASSINGIR | 0 | 1403.0404 | 8 | #DIV/0! | 8 | 0 | 0 | 0 | 0 | 8 | 8 | 8 | 0 | 0 | 0 | 0 | 1 | 0 | 0 | 0 | 0 | 0 | 0 | 0 | 5 | 8 | 8 | 0 | 0 | 0 | 0 | 0 | 0 |  | 175.3801 | 4 | 4 | 0 | 0 | 4 |  | 3.125 | 3.125 |  |  |  |  | 3 | 3.25 |  |  |  |  | 8 | 0 | 0 | 0 |  | 0 | 0 | 0 | 0 | 0 | 0 |  | 0 | 0
INHAMBANE | CIDADE DE INHAMBANE | 0 | 6904.16 | 10 | #DIV/0! | 11 | 0 | 0 | 0 | 0 | 11 | 11 | 11 | 0 | 0 | 0 | 0 | 1 | 0 | 0 | 0 | 0 | 0 | 0 | 0 | 1 | 10 | 10 | 0 | 0 | 0 | 0 | 0 | 0 |  | 690.416 | 5 | 4 | 0 | 2 | 1 |  | 10.8182 | 10.8182 |  |  |  |  | 8 | 12.25 |  | 15 |  |  | 4 | 0 | 7 | 0 |  | 0 | 0 | 0 | 0 | 0 | 0 |  | 0 | 0
INHAMBANE | GOVURO | 0 | 1567.7591 | 8 | #DIV/0! | 4 | 1 | 3 | 0 | 0 | 8 | 8 | 4 | 1 | 3 | 0 | 0 | 1 | 0 | 0 | 0 | 0 | 0 | 0 | 0 | 3 | 8 | 4 | 4 | 0 | 0 | 0 | 0 | 0 |  | 195.9699 | 6 | 2 | 0 | 0 | 2 |  | 6.875 | 5 | 8 | 9 |  |  | 8.8333 | 1 |  |  |  |  | 2 | 6 | 0 | 0 |  | 0 | 0 | 0 | 0 | 0 | 0 |  | 0 | 0
INHAMBANE | INHASSORO | 0 | 4416.117 | 19 | #DIV/0! | 18 | 0 | 0 | 0 | 0 | 18 | 18 | 18 | 0 | 0 | 0 | 0 | 1 | 0 | 0 | 0 | 0 | 0 | 0 | 0 | 9 | 17 | 17 | 0 | 2 | 0 | 0 | 0 | 0 |  | 232.4272 | 9 | 9 | 0 | 0 | 9 |  | 6.3333 | 6.3333 |  |  |  |  | 9 | 3.6667 |  |  |  |  | 7 | 11 | 0 | 0 |  | 0 | 0 | 0 | 0 | 0 | 0 |  | 0 | 0
INHAMBANE | VILANCULOS | 0 | 6458.24 | 17 | #DIV/0! | 19 | 0 | 1 | 0 | 0 | 20 | 20 | 19 | 0 | 1 | 0 | 0 | 1 | 0 | 0 | 0 | 0 | 0 | 0 | 0 | 6 | 15 | 14 | 1 | 2 | 0 | 0 | 0 | 0 |  | 379.8965 | 12 | 8 | 0 | 0 | 7 |  | 7.5 | 7.4211 |  | 9 |  |  | 9.75 | 4.125 |  |  |  |  | 9 | 6 | 5 | 0 |  | 0 | 0 | 0 | 0 | 0 | 0 |  | 0 | 0
INHAMBANE | MABOTE | 0 | 2111.96 | 8 | #DIV/0! | 6 | 0 | 1 | 0 | 0 | 7 | 7 | 6 | 0 | 1 | 0 | 0 | 1 | 0 | 0 | 0 | 0 | 0 | 0 | 0 | 6 | 6 | 5 | 1 | 2 | 0 | 0 | 0 | 0 |  | 263.995 | 3 | 4 | 0 | 0 | 4 |  | 3.2857 | 2.8333 |  | 6 |  |  | 6.3333 | 1 |  |  |  |  | 5 | 2 | 0 | 0 |  | 0 | 0 | 0 | 0 | 0 | 0 |  | 0 | 0
INHAMBANE | FUNHALOURO | 0 | 657.16 | 6 | #DIV/0! | 6 | 0 | 0 | 0 | 0 | 6 | 6 | 6 | 0 | 0 | 0 | 0 | 1 | 0 | 0 | 0 | 0 | 0 | 0 | 0 | 3 | 6 | 6 | 0 | 0 | 0 | 0 | 0 | 0 |  | 109.5267 | 3 | 3 | 0 | 0 | 3 |  | 5.8333 | 5.8333 |  |  |  |  | 6.3333 | 5.3333 |  |  |  |  | 3 | 3 | 0 | 0 |  | 0 | 0 | 0 | 0 | 0 | 0 |  | 0 | 0
INHAMBANE | MASSINGA | 0 | 9953.24 | 16 | #DIV/0! | 14 | 0 | 0 | 0 | 0 | 14 | 14 | 14 | 0 | 0 | 0 | 0 | 1 | 0 | 0 | 0 | 0 | 0 | 0 | 0 | 12 | 13 | 13 | 0 | 3 | 0 | 0 | 0 | 0 |  | 622.0775 | 6 | 8 | 0 | 0 | 8 |  | 4.3571 | 4.3571 |  |  |  |  | 4.6667 | 4.125 |  |  |  |  | 10 | 3 | 1 | 0 |  | 0 | 0 | 0 | 0 | 0 | 0 |  | 0 | 0
INHAMBANE | MORRUMBENE | 0 | 4728.6 | 15 | #DIV/0! | 13 | 0 | 1 | 0 | 0 | 14 | 14 | 13 | 0 | 1 | 0 | 0 | 1 | 0 | 0 | 0 | 0 | 0 | 0 | 0 | 3 | 13 | 12 | 1 | 2 | 0 | 0 | 0 | 0 |  | 315.24 | 5 | 9 | 0 | 0 | 9 |  | 6.9286 | 7 |  | 6 |  |  | 10.8 | 4.7778 |  |  |  |  | 5 | 7 | 2 | 0 |  | 0 | 0 | 0 | 0 | 0 | 0 |  | 0 | 0
INHAMBANE | MAXIXE | 0 | 6328.76 | 13 | #DIV/0! | 13 | 0 | 1 | 0 | 0 | 14 | 14 | 13 | 0 | 1 | 0 | 0 | 1 | 0 | 0 | 0 | 0 | 0 | 0 | 0 | 1 | 11 | 10 | 1 | 2 | 0 | 0 | 0 | 0 |  | 486.8277 | 7 | 3 | 0 | 4 | 2 |  | 12.3571 | 12.1538 |  | 15 |  |  | 11.7143 | 10.3333 |  | 15 |  |  | 1 | 4 | 9 | 0 |  | 0 | 0 | 0 | 0 | 0 | 0 |  | 0 | 0
INHAMBANE | ZAVALA | 0 | 7176.76 | 16 | #DIV/0! | 14 | 0 | 2 | 0 | 0 | 16 | 16 | 14 | 0 | 2 | 0 | 0 | 1 | 0 | 0 | 0 | 0 | 0 | 0 | 0 | 8 | 14 | 12 | 2 | 2 | 0 | 0 | 0 | 0 |  | 448.5475 | 5 | 10 | 0 | 1 | 7 |  | 8.0625 | 7.9286 |  | 9 |  |  | 7.8 | 7.5 |  | 15 |  |  | 7 | 4 | 5 | 0 |  | 0 | 0 | 0 | 0 | 0 | 0 |  | 0 | 0
INHAMBANE | INHARRIME | 0 | 6791.2386 | 19 | #DIV/0! | 19 | 0 | 0 | 0 | 0 | 19 | 19 | 19 | 0 | 0 | 0 | 0 | 1 | 0 | 0 | 0 | 0 | 0 | 0 | 0 | 9 | 19 | 19 | 0 | 0 | 0 | 0 | 0 | 0 |  | 357.4336 | 3 | 14 | 0 | 2 | 7 |  | 8.4737 | 8.4737 |  |  |  |  | 2.3333 | 8.8571 |  | 15 |  |  | 10 | 0 | 9 | 0 |  | 0 | 0 | 0 | 0 | 0 | 0 |  | 0 | 0
INHAMBANE | PANDA | 0 | 2881.9311 | 6 | #DIV/0! | 5 | 0 | 0 | 0 | 0 | 5 | 5 | 5 | 0 | 0 | 0 | 0 | 1 | 0 | 0 | 0 | 0 | 0 | 0 | 0 | 3 | 4 | 4 | 0 | 2 | 0 | 0 | 0 | 0 |  | 480.3218 | 3 | 0 | 0 | 2 | 0 |  | 10.2 | 10.2 |  |  |  |  | 7 |  |  | 15 |  |  | 2 | 0 | 3 | 0 |  | 0 | 0 | 0 | 0 | 0 | 0 |  | 0 | 0
INHAMBANE | JANGAMO | 0 | 4406.2 | 9 | #DIV/0! | 8 | 0 | 0 | 0 | 0 | 8 | 8 | 8 | 0 | 0 | 0 | 0 | 1 | 0 | 0 | 0 | 0 | 0 | 0 | 0 | 3 | 7 | 7 | 0 | 2 | 0 | 0 | 0 | 0 |  | 489.5778 | 5 | 1 | 0 | 2 | 1 |  | 8.5 | 8.5 |  |  |  |  | 5.8 | 9 |  | 15 |  |  | 3 | 3 | 2 | 0 |  | 0 | 0 | 0 | 0 | 0 | 0 |  | 0 | 0
INHAMBANE | HOMOINE | 0 | 3956.92 | 14 | #DIV/0! | 14 | 0 | 0 | 0 | 0 | 14 | 14 | 14 | 0 | 0 | 0 | 0 | 1 | 0 | 0 | 0 | 0 | 0 | 0 | 0 | 7 | 14 | 14 | 0 | 0 | 0 | 0 | 0 | 0 |  | 282.6371 | 7 | 5 | 0 | 2 | 2 |  | 10.2857 | 10.2857 |  |  |  |  | 8.2857 | 11.2 |  | 15 |  |  | 5 | 1 | 8 | 0 |  | 0 | 0 | 0 | 0 | 0 | 0 |  | 0 | 0
Niassa | MECANHELAS | #N/A | 0 | 8 | #DIV/0! | 7 | 0 | 0 | 0 | 0 | 7 | 7 | 7 | 0 | 0 | 0 | 0 | 1 | 0 | 0 | 0 | 0 | 0 | 0 | 0 | 0 | 7 | 7 | 0 | 1 | 0 | 0 | 0 | 0 |  | 0 | 4 | 3 | 0 | 0 | 3 |  | 9.4286 | 9.4286 |  |  |  |  | 15 | 2 |  |  |  |  | 3 | 0 | 4 | 0 |  | 0 | 0 | 0 | 0 | 0 | 0 |  | 0 | #DIV/0!
|  |  | 0 | [7 empty] | 0 | [43 empty] | 0 | 0 | 0 | 0 | [6 empty] | 0 |  | 0 | #DIV/0!
|  |  | 0 | [7 empty] | 0 | [43 empty] | 0 | 0 | 0 | 0 | [6 empty] | 0 |  | 0 | #DIV/0!
|  |  | 0 | [7 empty] | 0 | [43 empty] | 0 | 0 | 0 | 0 | [6 empty] | 0 |  | 0 | #DIV/0!
|  |  | 0 | [7 empty] | 0 | [43 empty] | 0 | 0 | 0 | 0 | [6 empty] | 0 |  | 0 | #DIV/0!
|  |  | 0 | [7 empty] | 0 | [43 empty] | 0 | 0 | 0 | 0 | [6 empty] | 0 |  | 0 | #DIV/0!
|  |  | 0 | [7 empty] | 0 | [43 empty] | 0 | 0 | 0 | 0 | [6 empty] | 0 |  | 0 | #DIV/0!
|  |  | 0 | [7 empty] | 0 | [43 empty] | 0 | 0 | 0 | 0 | [6 empty] | 0 |  | 0 | #DIV/0!
|  |  | 0 | [7 empty] | 0 | [43 empty] | 0 | 0 | 0 | 0 | [6 empty] | 0 |  | 0 | #DIV/0!

## cdf
Cold chain equipment selection lists |  | Listes de sélection des équipements de la chaîne du froid
OFFSET(cdf!$AF$5:$AO$5,1,SUMIF(cdf!$AF$5:$AO$5,Inventory!H5,cdf!$AF$4:$AO$4)-1,SUM((cdf!$AF$5:$AO$5=Inventory!H5)*(cdf!$AF$6:$AO$100<>"")),1)
[7 empty] | PIS_refr | [14 empty] | PIS_freezer |  |  |  |  | PQS_refr | [12 empty] | PQS_freezer
1 | 4 | 5 | 7 | 8 | 9 | 10 | 1 | 2 | 3 | 4 | 5 | 6 | 7 | 8 | 9 | 10 | 11 | 12 | 13 | 14 | 15 | 1 | 2 | 3 | 4 | 5 | 1 | 2 | 3 | 4 | 5 | 6 | 7 | 8 | 9 | 10 | 11 | 12 | 13 | 1 | 2 | 3 | 4 | 5 | 6
PIS_refr | PIS_freezer | PQS_refr | PQS_freezer | Non_PQ | WICFR | UCC | Electrolux | BP Solar | Vestfrost | LEC RefrigerationPLC | Norcoast | Fortum AES | Sun Frost | Dulas | TATA BP Solar | Sibir | Zero Appliances | Solamatic | Kyocera Solar | Bright Light Solar | PT. Dilihan Glory | Electrolux | Zero Appliances | Vestfrost | 0 |  | B Medical Systems Sarl (Dometic) | Haier | Vestfrost | True Energy | SunDanzer | Dulas | Zero Appliances | Godrej & Boyce MFG. Co. Ltd | AUCMA | Coolfinity Medical B.V. | Western Refrigeration | BlackFrog Technologies Private Limited | EMK TEC | Haier | B Medical Systems Sarl (Dometic) | Vestfrost | AUCMA | Western Refrigeration | Twinbird Corporation
Electrolux | Electrolux | B Medical Systems Sarl (Dometic) | Haier |  | BYTHZER | Haier Biomedical Co., Ltd | RCW 42 EG/CF | VR50F | MK144 | VC 139 F | NRC 30-10 | CFS49 ISI | RFVB-134a | VC-150 F | TBP VR 50 | V 170 GE | PR 245 K/E | PVR150 | VaccPack XL 2100 | PS65 | DOVLINE | FCW 20 EG/CF | PF 230 IP KE | MF114 |  |  | TCW 2000 DC | HBC-70 | MK 304 | BLF100AC | BFRV55 | VC 65-2 | ZLF 100AC | GVR 50 AC | CFD-50 | IceVolt 300P | I425H120 | Emvolio Plus | Indigo 201 | HBD-116 | TFW 800 | MF 314 | DW-25W147 | VFW140H-HC | SC-DF25P Deep FreezerP
BP Solar | Zero Appliances | Haier | B Medical Systems Sarl (Dometic) |  | Dagard | B Medical Systems Sarl | PIS_refr 1: RCW 42 EK/CF; PIS_refr 3: MK074; PIS_refr 5: Model 120-30; PIS_refr 8: VC-65 F; PIS_refr 10: V 170 EK; PIS_refr 11: GR 245 G/E; PIS_refr 13: VaccPack XL 6000; PIS_refr 14: PS40 | FCW 20 EK/CF |  | MF214 |  |  | TCW 3000 DC | HBC-200 | MKS 044 | PS65i | BFRV 15 SDD | VC 150-2 | ZLF 100DC | GVR 100 AC | CFD-50 SDD |  |  |  |  | HBD-286 | TFW 3000 AC | MF 114 | DW-25W300 | VFW310H-HC
Vestfrost | Vestfrost | Vestfrost | Vestfrost |  | EURONON | Vestfrost Solutions | PIS_refr 1: TCW 1151/CF; PIS_refr 3: MK204; PIS_refr 10: V 110 GE; PIS_refr 11: GR 265 G/E | TFW800 |  | MF314 |  |  | TCW 2000 AC | HBC-340 | MKF 074 | BLF100 DC |  | VC 200-1 | ZLF 150AC | GVR 50 SDD | ARKTEK YBC-10 SDD |  |  |  |  | HTD-40 | TFW 40 SDD | MF 214
LEC RefrigerationPLC |  | True Energy | AUCMA |  | Foster | PHC (Panasonic Health Corp) | PIS_refr 1: TCW 1152/CF; PIS_refr 3: MK304; PIS_refr 10: V 110 KE; PIS_refr 11: PR 265 K/E | FCW 300 |  |  |  |  | TCW 3000 AC | HTC-60 | MK 204 |  |  | VC 200 SDD | ZLF30AC | GVR 100 SDD | TCD-100 |  |  |  |  | HBD-86 | U201 | VFS 048 SDD
Norcoast |  | SunDanzer | Western Refrigeration |  | Haier | Aucma Global Medical Co., LTD | PIS_refr 1: RCW 42AC/CF | FCW 200 |  |  |  |  | TCW 3000 SDD | HBC-110 | MK 404 |  |  | VC 150 SDD | ZLF150DC | GVR 51 LITE AC | [5 empty] | HBD265 | TVW4000AC
Fortum AES |  | Dulas | Twinbird Corporation |  | Huurre | Meling Biology & Medical | PIS_refr 1: RCW 42DC/CF | [5 empty] | TCW 2000 SDD | HTC-60H | VLS 400 Greenline |  |  | VC 110 SDD | ZLF30DC SDD | GVR 75 Lite
Sun Frost |  | Zero Appliances |  |  | Isobar | 0 | PIS_refr 1: TCW 1990 | [5 empty] | TCW 40 SDD | HTCD-160 | MK 144 |  |  | VC 88 SDD | ZLF80AC | GVR 99 Lite
Dulas |  | Godrej & Boyce MFG. Co. Ltd |  |  | Porkka |  | PIS_refr 1: RCW 50 EG/CF | [5 empty] | TCW 2043 SDD | HTCD 90 SDD | VLS 200 Greenline |  |  | VC 225 ILR |  | GVR 225 AC
TATA BP Solar |  | AUCMA |  |  | Viessmann |  | PIS_refr 1: RCW 50 EK | [5 empty] | TCW 3043 SDD | HTC 40 SDD | VLS 300 Greenline |  |  | VC 50 SDD |  | GVR 55 FF DC
Sibir |  | Coolfinity Medical B.V. |  |  | Zanotti |  | PIS_refr 1: RCW 50DC/CF | [5 empty] | TCW 4000 AC | HTC 110 SDD | VLS 350 Greenline |  |  | VC 60 SDD-1 |  | GVR 55 FF AC
Zero Appliances |  | Western Refrigeration |  |  | Zhendre |  | PIS_refr 1: RCW 50 AC | [5 empty] | TCW 15R SDD | HBC-260 | VLS 054 SDD Greenline |  |  | VC 30 SDD |  | GVR 25 Lite
Solamatic |  | BlackFrog Technologies Private Limited |  |  | Local |  | PIS_refr 1: TCW 3000 | [5 empty] | TCW 40R SDD | HBC-150 | VLS 094 SDD Greenline |  |  |  |  | GVR 25 Lite DC
Kyocera Solar |  | EMK TEC |  |  |  |  | PIS_refr 1: TCW 2000 | [5 empty] | TCW 15 SDD | HBC-80 | VLS 154 SDD Greenline |  |  |  |  | GMF 200 ECO lite
Bright Light Solar | [26 empty] | Ultra 16 SDD | HBCD-90 | VLS 200A Greenline |  |  |  |  | GHR 200 AC
PT. Dilihan Glory | [26 empty] | TCW 4000 SDD | HTC-112 | VLS 300A Greenline |  |  |  |  | GHR 90 AC
[27 empty] | TCW 40R AC | HBC-120 | VLS 350A Greenline |  |  |  |  | GHR 150 AC
[27 empty] | TCW 80 AC | HBC-240 | VLS 400A Greenline
[27 empty] | TCW80-SDD | HTC-120 | VLS 024 SDD Greenline
[27 empty] | TCW 120 AC | HTC-240 | VLS 064 RF
[27 empty] | TCW 120 SDD | HTCD-160B | VLS 026 RF Green Line
VLS 056 RF SDD
VLS 500A AC
VLS 054A SDD Greenline
VLS 094A SDD Greenline
VLS 154A SDD Greenline
VLS 204A
VLS 304A AC
VLS 354A AC
VLS 404A AC
VLS 504A AC
VLS 076 SDD
VLS 174A AC
VLS 096A RF SDD

## ColdRooms
Base données réfrigérateurs et congélateurs |  |  |  |  | No. of cold chain equipments: | 138 | [10 empty] | Index
Equipment identification | [6 empty] | Net stockage volume (litres) |  | Waterpack production capacities |  | Holdover time (hours) |  | Energy Consumption |  |  |  | Info prix |  |  | Gross Volume (litres) |  | External dimensions (cm) |  |  | Shipping characteristics
Designation | Manufacturer (make) | Models | PQS_Type | Type | Refrigerant | Temperature Zone | Net Storage Volume (+5°C) | Net Storage Volume (-20°C) | kg ice/24hrs at 32°C with vaccines | Waterpack storage capacity (No. 0.6 waterpacks) | Cold Holdover Time | Warm Holdover Time | Electrical power (Watts) | electricity (kWh/24hrs) | Gaz (kg/24hrs) | Kerosene (litres/24hrs) | Price currency | Price in US$ | Year of price | Gross Storage Volume (+5°C) | Gross Storage Volume (-20°C) | H (cm) | W (cm) | L (cm) | Shipping volume (m3) | Shipping weight (kg) | No. of rows
[28 empty] | 1 | 2 | 3 | 4 | 5 | 6 | 7 | 8 | 9 | 10 | 11 | 12
A | B | C | D | E | F | G | H | I | J | K | L | M | N | O | P | Q | R | S | T | U | V | W | X | Y | Z | AA | AB | BYTHZER | Dagard | EURONON | Foster | Haier | Huurre | Isobar | Porkka | Viessmann | Zanotti | Zhendre | Local
A: _1. Walk-in cold rooms; B: BYTHZER; C: WICR-480m3; D: WICR-480; E: 480 cbm; H: 80000; AB: 1 | WICR-480m3 | WICR-10m3 | WICR-10m3 | WICR-10m3 | WICR-10m3 | WICR-10m3 | WICR-10m3 | WICR-10m3 | WICR-10m3 | WICR-10m3 | WICR-10m3 | WICR-10m3
A: _1. Walk-in cold rooms; B: Dagard; C: WICR-10m3; D: WICR-10; E: 10 cbm; F: R134a; H: 2857.1429; N: 1.2; S: 16405.459; U: 10000; AB: 2 | WIFR-280m3 | WICR-15m3 | WICR-15m3 | WICR-15m3 | WICR-15m3 | WICR-15m3 | WICR-15m3 | WICR-15m3 | WICR-15m3 | WICR-15m3 | WICR-15m3 | WICR-15m3
A: _1. Walk-in cold rooms; B: Dagard; C: WICR-15m3; D: WICR-15; E: 15 cbm; F: R134a; H: 4900; U: 15000; AB: 3 |  | WICR-20m3 | WICR-20m3 | WICR-20m3 | WICR-20m3 | WICR-20m3 | WICR-20m3 | WICR-20m3 | WICR-20m3 | WICR-20m3 | WICR-20m3 | WICR-20m3
A: _1. Walk-in cold rooms; B: Dagard; C: WICR-20m3; D: WICR-20; E: 20 cbm; F: R134a; H: 5520; N: 2.59; S: 23950; U: 20000; AB: 4 |  | WICR-25m3 | WICR-25m3 | WICR-25m3 | WICR-25m3 | WICR-25m3 | WICR-25m3 | WICR-25m3 | WICR-25m3 | WICR-25m3 | WICR-25m3 | WICR-25m3
A: _1. Walk-in cold rooms; B: Dagard; C: WICR-25m3; D: WICR-25; E: 25 cbm; H: 7430; AB: 5 |  | WICR-30m3 | WICR-30m3 | WICR-30m3 | WICR-30m3 | WICR-30m3 | WICR-30m3 | WICR-30m3 | WICR-30m3 | WICR-30m3 | WICR-30m3 | WICR-30m3
A: _1. Walk-in cold rooms; B: Dagard; C: WICR-30m3; D: WICR-30; E: 30 cbm; F: R134a; H: 7692.3077; N: 3.08; S: 26775; U: 30000; AB: 6 |  | WICR-40m3 | WICR-40m3 | WICR-40m3 | WICR-40m3 | WICR-40m3 | WICR-40m3 | WICR-40m3 | WICR-40m3 | WICR-40m3 | WICR-40m3 | WICR-40m3
A: _1. Walk-in cold rooms; B: Dagard; C: WICR-40m3; D: WICR-40; E: 40 cbm; H: 9523.8095; N: 5.3; S: 28492.17; U: 40000; AB: 7 |  | WICFR-40m3 | WICFR-40m3 | WICFR-40m3 | WICFR-40m3 | WICFR-40m3 | WICFR-40m3 | WICFR-40m3 | WICR-50m3 | WICFR-40m3 | WICFR-40m3 | WIFR-10m3
A: _1. Walk-in cold rooms; B: EURONON; C: WICR-10m3; D: WICR-10; E: 10 cbm; F: R134a; H: 2857.1429; N: 1.2; S: 15368.85; U: 10000; AB: 8 |  | WIFR-10m3 | WIFR-10m3 | WIFR-10m3 | WIFR-10m3 | WIFR-10m3 | WIFR-10m3 | WIFR-10m3 | WICFR-40m3 | WIFR-10m3 | WIFR-10m3 | WIFR-15m3
A: _1. Walk-in cold rooms; B: EURONON; C: WICR-15m3; D: WICR-15; E: 15 cbm; F: R134a; H: 4900; U: 15000; AB: 9 |  | WIFR-15m3 | WIFR-15m3 | WIFR-15m3 | WIFR-15m3 | WIFR-15m3 | WIFR-15m3 | WIFR-15m3 | WIFR-10m3 | WIFR-15m3 | WIFR-15m3 | WIFR-20m3
A: _1. Walk-in cold rooms; B: EURONON; C: WICR-20m3; D: WICR-20; E: 20 cbm; F: R134a; H: 5520; N: 2.59; S: 22225.63; U: 20000; AB: 10 |  | WIFR-20m3 | WIFR-20m3 | WIFR-20m3 | WIFR-20m3 | WIFR-20m3 | WIFR-20m3 | WIFR-20m3 | WIFR-15m3 | WIFR-20m3 | WIFR-20m3 | WIFR-30m3
A: _1. Walk-in cold rooms; B: EURONON; C: WICR-25m3; D: WICR-25; E: 25 cbm; H: 7430; AB: 11 |  | WIFR-30m3 | WIFR-30m3 | WIFR-30m3 | WIFR-30m3 | WIFR-30m3 | WIFR-30m3 | WIFR-30m3 | WIFR-20m3 | WIFR-30m3 | WIFR-30m3 | WIFR-40m3
A: _1. Walk-in cold rooms; B: EURONON; C: WICR-30m3; D: WICR-30; E: 30 cbm; F: R134a; H: 7692.3077; N: 3.08; S: 25318.44; U: 30000; AB: 12 |  | WIFR-40m3 | WIFR-40m3 | WIFR-40m3 | WIFR-40m3 | WIFR-40m3 | WIFR-40m3 | WIFR-40m3 | WIFR-30m3 | WIFR-40m3 | WIFR-40m3
A: _1. Walk-in cold rooms; B: EURONON; C: WICR-40m3; D: WICR-40; E: 40 cbm; H: 9523.8095; N: 4.8; S: 25007.85; U: 40000; AB: 13 |  | WICR-85m3 |  |  |  |  | WICR-510m3 |  | WIFR-40m3
A: _1. Walk-in cold rooms; B: Foster; C: WICR-10m3; D: WICR-10; E: 10 cbm; F: R134a; H: 2857.1429; N: 1.2; S: 16405.459; U: 10000; AB: 14 | [6 empty] | WIFR-313m3
A: _1. Walk-in cold rooms; B: Foster; C: WICR-15m3; D: WICR-15; E: 15 cbm; F: R134a; H: 4900; U: 15000; AB: 15 | [6 empty] | WICR-248m3
_1. Walk-in cold rooms | Foster | WICR-20m3 | WICR-20 | 20 cbm | R134a |  | 5520 | [5 empty] | 2.59 |  |  |  |  | 23950 |  | 20000 | [6 empty] | 16
_1. Walk-in cold rooms | Foster | WICR-25m3 | WICR-25 | 25 cbm |  |  | 7430 | [19 empty] | 17
_1. Walk-in cold rooms | Foster | WICR-30m3 | WICR-30 | 30 cbm | R404a |  | 7692.3077 | [5 empty] | 2.59 |  |  |  |  | 23777.2234 |  | 30000 | [6 empty] | 18
_1. Walk-in cold rooms | Foster | WICR-40m3 | WICR-40 | 40 cbm |  |  | 9523.8095 | [5 empty] | 5.3 |  |  |  |  | 30404.5 |  | 40000 | [6 empty] | 19
_1. Walk-in cold rooms | Haier | WICR-10m3 | WICR-10 | 10 cbm | R134a |  | 2857.1429 | [5 empty] | 1.2 |  |  |  |  | 16550 |  | 10000 | [6 empty] | 20
_1. Walk-in cold rooms | Haier | WICR-15m3 | WICR-15 | 15 cbm | R134a |  | 4900 | [12 empty] | 15000 | [6 empty] | 21
_1. Walk-in cold rooms | Haier | WICR-20m3 | WICR-20 | 20 cbm | R134a |  | 5520 | [5 empty] | 2.59 |  |  |  |  | 23950 |  | 20000 | [6 empty] | 22
_1. Walk-in cold rooms | Haier | WICR-25m3 | WICR-25 | 25 cbm |  |  | 7430 | [19 empty] | 23
_1. Walk-in cold rooms | Haier | WICR-30m3 | WICR-30 | 30 cbm | R404a |  | 7692.3077 | [5 empty] | 3.08 |  |  |  |  | 30100 |  | 30000 | [6 empty] | 24
_1. Walk-in cold rooms | Haier | WICR-40m3 | WICR-40 | 40 cbm | R134a |  | 9523.8095 | [5 empty] | 4.8 |  |  |  |  | 31050 |  | 40000 | [6 empty] | 25
_1. Walk-in cold rooms | Huurre | WICR-10m3 | WICR-10 | 10 cbm | R134a |  | 2857.1429 | [5 empty] | 1.2 |  |  |  |  | 16550 |  | 10000 | [6 empty] | 26
_1. Walk-in cold rooms | Huurre | WICR-15m3 | WICR-15 | 15 cbm | R134a |  | 4900 | [12 empty] | 15000 | [6 empty] | 27
_1. Walk-in cold rooms | Huurre | WICR-20m3 | WICR-20 | 20 cbm | R134a |  | 5520 | [5 empty] | 2.59 |  |  |  |  | 23950 |  | 20000 | [6 empty] | 28
_1. Walk-in cold rooms | Huurre | WICR-25m3 | WICR-25 | 25 cbm |  |  | 7430 | [19 empty] | 29
_1. Walk-in cold rooms | Huurre | WICR-30m3 | WICR-30 | 30 cbm |  |  | 8360 | [5 empty] | 3.08 |  |  |  |  | 30100 |  | 30000 | [6 empty] | 30
_1. Walk-in cold rooms | Huurre | WICR-40m3 | WICR-40 | 40 cbm | R134a |  | 9523.8095 | [5 empty] | 5.3 |  |  |  |  | 34050 |  | 40000 | [6 empty] | 31
_1. Walk-in cold rooms | Isobar | WICR-10m3 | WICR-10 | 10 cbm | R134a |  | 2857.1429 | [5 empty] | 1.2 |  |  |  |  | 19658.8 |  | 10000 | [6 empty] | 32
_1. Walk-in cold rooms | Isobar | WICR-15m3 | WICR-15 | 15 cbm | R134a |  | 4900 | [12 empty] | 15000 | [6 empty] | 33
_1. Walk-in cold rooms | Isobar | WICR-20m3 | WICR-20 | 20 cbm | R134a |  | 5520 | [5 empty] | 2.59 |  |  |  |  | 22225.63 |  | 20000 | [6 empty] | 34
_1. Walk-in cold rooms | Isobar | WICR-25m3 | WICR-25 | 25 cbm |  |  | 7430 | [19 empty] | 35
_1. Walk-in cold rooms | Isobar | WICR-30m3 | WICR-30 | 30 cbm | R134a |  | 7692.3077 | [5 empty] | 3.08 |  |  |  |  | 26120.5 |  | 30000 | [6 empty] | 36
_1. Walk-in cold rooms | Isobar | WICR-40m3 | WICR-40 | 40 cbm | R134a |  | 9523.8095 | [5 empty] | 4.8 |  |  |  |  | 25132.6334 |  | 40000 | [6 empty] | 37
_1. Walk-in cold rooms | Porkka | WICR-10m3 | WICR-10 | 10 cbm | R134a |  | 2857.1429 | [5 empty] | 1.2 |  |  |  |  | 17076.5 |  | 10000 | [6 empty] | 38
_1. Walk-in cold rooms | Porkka | WICR-15m3 | WICR-15 | 15 cbm | R134a |  | 4900 | [12 empty] | 15000 | [6 empty] | 39
_1. Walk-in cold rooms | Porkka | WICR-20m3 | WICR-20 | 20 cbm | R134a |  | 5520 | [5 empty] | 2.59 |  |  |  |  | 22225.63 |  | 20000 | [6 empty] | 40
_1. Walk-in cold rooms | Porkka | WICR-25m3 | WICR-25 | 25 cbm |  |  | 7430 | [19 empty] | 41
_1. Walk-in cold rooms | Porkka | WICR-30m3 | WICR-30 | 30 cbm | R134a |  | 7692.3077 | [5 empty] | 2.59 |  |  |  |  | 23573.9 |  | 30000 | [6 empty] | 42
_1. Walk-in cold rooms | Porkka | WICR-40m3 | WICR-40 | 40 cbm |  |  | 9523.8095 | [5 empty] | 4.8 |  |  |  |  | 26596.5 |  | 40000 | [6 empty] | 43
_1. Walk-in cold rooms | Viessmann | WICR-10m3 | WICR-10 | 10 cbm | R134a |  | 2857.1429 | [5 empty] | 1.2 |  |  |  |  | 19658.8 |  | 10000 | [6 empty] | 44
_1. Walk-in cold rooms | Viessmann | WICR-15m3 | WICR-15 | 15 cbm | R134a |  | 4900 | [12 empty] | 15000 | [6 empty] | 45
_1. Walk-in cold rooms | Viessmann | WICR-20m3 | WICR-20 | 20 cbm | R134a |  | 5520 | [5 empty] | 2.59 |  |  |  |  | 22225.63 |  | 20000 | [6 empty] | 46
_1. Walk-in cold rooms | Viessmann | WICR-25m3 | WICR-25 | 25 cbm |  |  | 7430 | [19 empty] | 47
_1. Walk-in cold rooms | Viessmann | WICR-30m3 | WICR-30 | 30 cbm | R134a |  | 7692.3077 | [5 empty] | 2.59 |  |  |  |  | 26072.9 |  | 30000 | [6 empty] | 48
_1. Walk-in cold rooms | Viessmann | WICR-40m3 | WICR-40 | 40 cbm | R134a |  | 9523.8095 | [5 empty] | 4.8 |  |  |  |  | 27988.8 |  | 40000 | [6 empty] | 49
_1. Walk-in cold rooms | Viessmann | WICR-50m3 | WICR-50 | 50 cbm | R134a |  | 10000 | [12 empty] | 50000 | [6 empty] | 50
_1. Walk-in cold rooms | Zanotti | WICR-10m3 | WICR-10 | 10 cbm | R134a |  | 2857.1429 | [5 empty] | 1.2 |  |  |  |  | 15368.85 |  | 10000 | [6 empty] | 51
_1. Walk-in cold rooms | Zanotti | WICR-15m3 | WICR-15 | 15 cbm | R134a |  | 4900 | [12 empty] | 15000 | [6 empty] | 52
_1. Walk-in cold rooms | Zanotti | WICR-20m3 | WICR-20 | 20 cbm | R134a |  | 5520 | [5 empty] | 2.59 |  |  |  |  | 23950 |  | 20000 | [6 empty] | 53
_1. Walk-in cold rooms | Zanotti | WICR-25m3 | WICR-25 | 25 cbm |  |  | 7430 | [19 empty] | 54
_1. Walk-in cold rooms | Zanotti | WICR-30m3 | WICR-30 | 30 cbm | R404a |  | 7692.3077 | [5 empty] | 3.08 |  |  |  |  | 30100 |  | 30000 | [6 empty] | 55
_1. Walk-in cold rooms | Zanotti | WICR-40m3 | WICR-40 | 40 cbm | R134a |  | 9523.8095 | [5 empty] | 4.8 |  |  |  |  | 27988.8 |  | 40000 | [6 empty] | 56
_1. Walk-in cold rooms | Zhendre | WICR-10m3 | WICR-10 | 10 cbm | R134a |  | 2857.1429 | [5 empty] | 1.2 |  |  |  |  | 15368.85 |  | 10000 | [6 empty] | 57
_1. Walk-in cold rooms | Zhendre | WICR-15m3 | WICR-15 | 15 cbm | R134a |  | 4900 | [12 empty] | 15000 | [6 empty] | 58
_1. Walk-in cold rooms | Zhendre | WICR-20m3 | WICR-20 | 20 cbm | R134a |  | 5520 | [5 empty] | 2.59 |  |  |  |  | 22225.63 |  | 20000 | [6 empty] | 59
_1. Walk-in cold rooms | Zhendre | WICR-25m3 | WICR-25 | 25 cbm |  |  | 7430 | [19 empty] | 60
_1. Walk-in cold rooms | Zhendre | WICR-30m3 | WICR-30 | 30 cbm | R134a |  | 7692.3077 | [5 empty] | 3.08 |  |  |  |  | 25318.44 |  | 30000 | [6 empty] | 61
_1. Walk-in cold rooms | Zhendre | WICR-40m3 | WICR-40 | 40 cbm |  |  | 9523.8095 | [5 empty] | 4.8 |  |  |  |  | 25007.85 |  | 40000 | [6 empty] | 62
_2. Walk-in cold rooms with freezers | Dagard | WICFR-40m3 | WICFR-40 | 40 cbm |  |  | 6756.7568 | 4285.7143 |  |  |  |  | 5.18 |  |  |  |  | 46476.64 |  | 25000 | 15000 | [5 empty] | 63
_2. Walk-in cold rooms with freezers | EURONON | WICFR-40m3 | WICFR-40 | 40 cbm |  |  | 6756.7568 | 4285.7143 |  |  |  |  | 4.8 |  |  |  |  | 39299.75 |  | 25000 | 15000 | [5 empty] | 64
_2. Walk-in cold rooms with freezers | Foster | WICFR-40m3 | WICFR-40 | 40 cbm |  |  | 6756.7568 | 4285.7143 |  |  |  |  | 5.18 |  |  |  |  | 43851.5 |  | 25000 | 15000 | [5 empty] | 65
_2. Walk-in cold rooms with freezers | Haier | WICFR-40m3 | WICFR-40 | 40 cbm |  |  | 6756.7568 | 4285.7143 |  |  |  |  | 4.8 |  |  |  |  | 41200 |  | 25000 | 15000 | [5 empty] | 66
_2. Walk-in cold rooms with freezers | Huurre | WICFR-40m3 | WICFR-40 | 40 cbm |  |  | 6756.7568 | 4285.7143 |  |  |  |  | 4.8 |  |  |  |  | 41200 |  | 25000 | 15000 | [5 empty] | 67
_2. Walk-in cold rooms with freezers | Isobar | WICFR-40m3 | WICFR-40 | 40 cbm |  |  | 6756.7568 | 4285.7143 |  |  |  |  | 4.8 |  |  |  |  | 35200.2 |  | 25000 | 15000 | [5 empty] | 68
_2. Walk-in cold rooms with freezers | Porkka | WICFR-40m3 | WICFR-40 | 40 cbm |  |  | 6756.7568 | 4285.7143 |  |  |  |  | 4.8 |  |  |  |  | 35200.2 |  | 25000 | 15000 | [5 empty] | 69
_2. Walk-in cold rooms with freezers | Viessmann | WICFR-40m3 | WICFR-40 | 40 cbm |  |  | 6756.7568 | 4285.7143 |  |  |  |  | 4.8 |  |  |  |  | 46231.5 |  | 25000 | 15000 | [5 empty] | 70
_2. Walk-in cold rooms with freezers | Zanotti | WICFR-40m3 | WICFR-40 | 40 cbm |  |  | 6756.7568 | 4285.7143 |  |  |  |  | 4.8 |  |  |  |  | 46231.5 |  | 25000 | 15000 | [5 empty] | 71
_2. Walk-in cold rooms with freezers | Zhendre | WICFR-40m3 | WICFR-40 | 40 cbm |  |  | 6756.7568 | 4285.7143 |  |  |  |  | 4.8 |  |  |  |  | 39299.75 |  | 25000 | 15000 | [5 empty] | 72
_3. Walk-in freezer rooms | BYTHZER | WIFR-280m3 | WIFR-280 | 280 cbm |  |  |  | 45000 | [18 empty] | 73
_3. Walk-in freezer rooms | Dagard | WIFR-10m3 | WIFR-10 | 10 cbm | R134a |  |  | 2857.1429 | [18 empty] | 74
_3. Walk-in freezer rooms | Dagard | WIFR-15m3 | WIFR-15 | 15 cbm |  |  |  | 4900 | [18 empty] | 75
_3. Walk-in freezer rooms | Dagard | WIFR-20m3 | WIFR-20 | 20 cbm | R134a |  |  | 5520 | [18 empty] | 76
_3. Walk-in freezer rooms | Dagard | WIFR-30m3 | WIFR-30 | 30 cbm | R134a |  |  | 7692.3077 | [18 empty] | 77
_3. Walk-in freezer rooms | Dagard | WIFR-40m3 | WIFR-40 | 40 cbm | R134a |  |  | 9523.8095 | [18 empty] | 78
_3. Walk-in freezer rooms | EURONON | WIFR-10m3 | WIFR-10 | 10 cbm | R134a |  |  | 2857.1429 | [18 empty] | 79
_3. Walk-in freezer rooms | EURONON | WIFR-15m3 | WIFR-15 | 15 cbm |  |  |  | 4900 | [18 empty] | 80
_3. Walk-in freezer rooms | EURONON | WIFR-20m3 | WIFR-20 | 20 cbm | R134a |  |  | 5520 | [18 empty] | 81
_3. Walk-in freezer rooms | EURONON | WIFR-30m3 | WIFR-30 | 30 cbm | R134a |  |  | 7692.3077 | [18 empty] | 82
_3. Walk-in freezer rooms | EURONON | WIFR-40m3 | WIFR-40 | 40 cbm | R134a |  |  | 9523.8095 | [18 empty] | 83
_3. Walk-in freezer rooms | Foster | WIFR-10m3 | WIFR-10 | 10 cbm | R134a |  |  | 2857.1429 | [18 empty] | 84
_3. Walk-in freezer rooms | Foster | WIFR-15m3 | WIFR-15 | 15 cbm |  |  |  | 4900 | [18 empty] | 85
_3. Walk-in freezer rooms | Foster | WIFR-20m3 | WIFR-20 | 20 cbm | R134a |  |  | 5520 | [18 empty] | 86
_3. Walk-in freezer rooms | Foster | WIFR-30m3 | WIFR-30 | 30 cbm | R134a |  |  | 7692.3077 | [18 empty] | 87
_3. Walk-in freezer rooms | Foster | WIFR-40m3 | WIFR-40 | 40 cbm | R134a |  |  | 9523.8095 | [18 empty] | 88
_3. Walk-in freezer rooms | Haier | WIFR-10m3 | WIFR-10 | 10 cbm | R134a |  |  | 2857.1429 | [18 empty] | 89
_3. Walk-in freezer rooms | Haier | WIFR-15m3 | WIFR-15 | 15 cbm |  |  |  | 4900 | [18 empty] | 90
_3. Walk-in freezer rooms | Haier | WIFR-20m3 | WIFR-20 | 20 cbm | R134a |  |  | 5520 | [18 empty] | 91
_3. Walk-in freezer rooms | Haier | WIFR-30m3 | WIFR-30 | 30 cbm | R134a |  |  | 7692.3077 | [18 empty] | 92
_3. Walk-in freezer rooms | Haier | WIFR-40m3 | WIFR-40 | 40 cbm | R134a |  |  | 9523.8095 | [18 empty] | 93
_3. Walk-in freezer rooms | Huurre | WIFR-10m3 | WIFR-10 | 10 cbm | R134a |  |  | 2857.1429 | [18 empty] | 94
_3. Walk-in freezer rooms | Huurre | WIFR-15m3 | WIFR-15 | 15 cbm |  |  |  | 4900 | [18 empty] | 95
_3. Walk-in freezer rooms | Huurre | WIFR-20m3 | WIFR-20 | 20 cbm | R134a |  |  | 5520 | [18 empty] | 96
_3. Walk-in freezer rooms | Huurre | WIFR-30m3 | WIFR-30 | 30 cbm | R134a |  |  | 7692.3077 | [18 empty] | 97
_3. Walk-in freezer rooms | Huurre | WIFR-40m3 | WIFR-40 | 40 cbm | R134a |  |  | 9523.8095 | [18 empty] | 98
_3. Walk-in freezer rooms | Isobar | WIFR-10m3 | WIFR-10 | 10 cbm | R134a |  |  | 2857.1429 | [18 empty] | 99
_3. Walk-in freezer rooms | Isobar | WIFR-15m3 | WIFR-15 | 15 cbm |  |  |  | 4900 | [18 empty] | 100
_3. Walk-in freezer rooms | Isobar | WIFR-20m3 | WIFR-20 | 20 cbm | R134a |  |  | 5520 | [18 empty] | 101
_3. Walk-in freezer rooms | Isobar | WIFR-30m3 | WIFR-30 | 30 cbm | R134a |  |  | 7692.3077 | [18 empty] | 102
_3. Walk-in freezer rooms | Isobar | WIFR-40m3 | WIFR-40 | 40 cbm | R134a |  |  | 9523.8095 | [18 empty] | 103
_3. Walk-in freezer rooms | Porkka | WIFR-10m3 | WIFR-10 | 10 cbm | R134a |  |  | 2857.1429 | [18 empty] | 104
_3. Walk-in freezer rooms | Porkka | WIFR-15m3 | WIFR-15 | 15 cbm |  |  |  | 4900 | [18 empty] | 105
_3. Walk-in freezer rooms | Porkka | WIFR-20m3 | WIFR-20 | 20 cbm | R134a |  |  | 5520 | [18 empty] | 106
_3. Walk-in freezer rooms | Porkka | WIFR-30m3 | WIFR-30 | 30 cbm | R134a |  |  | 7692.3077 | [18 empty] | 107
_3. Walk-in freezer rooms | Porkka | WIFR-40m3 | WIFR-40 | 40 cbm | R134a |  |  | 9523.8095 | [18 empty] | 108
_3. Walk-in freezer rooms | Viessmann | WIFR-10m3 | WIFR-10 | 10 cbm | R134a |  |  | 2857.1429 | [18 empty] | 109
_3. Walk-in freezer rooms | Viessmann | WIFR-15m3 | WIFR-15 | 15 cbm |  |  |  | 4900 | [18 empty] | 110
_3. Walk-in freezer rooms | Viessmann | WIFR-20m3 | WIFR-20 | 20 cbm | R134a |  |  | 5520 | [18 empty] | 111
_3. Walk-in freezer rooms | Viessmann | WIFR-30m3 | WIFR-30 | 30 cbm | R134a |  |  | 7692.3077 | [18 empty] | 112
_3. Walk-in freezer rooms | Viessmann | WIFR-40m3 | WIFR-40 | 40 cbm | R134a |  |  | 9523.8095 | [18 empty] | 113
_3. Walk-in freezer rooms | Zanotti | WIFR-10m3 | WIFR-10 | 10 cbm | R134a |  |  | 2857.1429 | [18 empty] | 114
_3. Walk-in freezer rooms | Zanotti | WIFR-15m3 | WIFR-15 | 15 cbm |  |  |  | 4900 | [18 empty] | 115
_3. Walk-in freezer rooms | Zanotti | WIFR-20m3 | WIFR-20 | 20 cbm | R134a |  |  | 5520 | [18 empty] | 116
_3. Walk-in freezer rooms | Zanotti | WIFR-30m3 | WIFR-30 | 30 cbm | R134a |  |  | 7692.3077 | [18 empty] | 117
_3. Walk-in freezer rooms | Zanotti | WIFR-40m3 | WIFR-40 | 40 cbm | R134a |  |  | 9523.8095 | [18 empty] | 118
_3. Walk-in freezer rooms | Zhendre | WIFR-10m3 | WIFR-10 | 10 cbm | R134a |  |  | 2857.1429 | [18 empty] | 119
_3. Walk-in freezer rooms | Zhendre | WIFR-15m3 | WIFR-15 | 15 cbm |  |  |  | 4900 | [18 empty] | 120
_3. Walk-in freezer rooms | Zhendre | WIFR-20m3 | WIFR-20 | 20 cbm | R134a |  |  | 5520 | [18 empty] | 121
_3. Walk-in freezer rooms | Zhendre | WIFR-30m3 | WIFR-30 | 30 cbm | R134a |  |  | 7692.3077 | [18 empty] | 122
_3. Walk-in freezer rooms | Zhendre | WIFR-40m3 | WIFR-40 | 40 cbm | R134a |  |  | 9523.8095 | [18 empty] | 123
_1. Walk-in cold rooms | ISOBAR | WICR-510m3 | WICR-510 | 510 cbm |  |  | 145421.3 | [19 empty] | 124
_1. Walk-in cold rooms | ISOBAR | WIFR-313m3 | WIFR-313 | 313 cbm |  |  |  | 89326.962 | [18 empty] | 125
_1. Walk-in cold rooms | ISOBAR | WICR-248m3 | WICR-248 | 248 cbm |  |  | 70853.6 | [19 empty] | 126
_1. Walk-in cold rooms | Local | WICR-10m3 | WICR-10 | 10 cbm | R134a |  | 2857.1429 | [19 empty] | 127
_1. Walk-in cold rooms | Local | WICR-15m3 | WICR-15 | 15 cbm | R134a |  | 4900 | [19 empty] | 128
_1. Walk-in cold rooms | Local | WICR-20m3 | WICR-20 | 20 cbm | R134a |  | 5520 | [19 empty] | 129
_1. Walk-in cold rooms | Local | WICR-25m3 | WICR-25 | 25 cbm |  |  | 7430 | [19 empty] | 130
_1. Walk-in cold rooms | Local | WICR-30m3 | WICR-30 | 30 cbm | R134a |  | 7692.3077 | [19 empty] | 131
_1. Walk-in cold rooms | Local | WICR-40m3 | WICR-40 | 40 cbm |  |  | 9523.8095 | [19 empty] | 132
_3. Walk-in freezer rooms | Local | WIFR-10m3 | WIFR-10 | 10 cbm | R134a |  |  | 2857.1429 | [18 empty] | 133
_3. Walk-in freezer rooms | Local | WIFR-15m3 | WIFR-15 | 15 cbm |  |  |  | 4900 | [18 empty] | 134
_3. Walk-in freezer rooms | Local | WIFR-20m3 | WIFR-20 | 20 cbm | R134a |  |  | 5520 | [18 empty] | 135
_3. Walk-in freezer rooms | Local | WIFR-30m3 | WIFR-30 | 30 cbm | R134a |  |  | 7692.3077 | [18 empty] | 136
_3. Walk-in freezer rooms | Local | WIFR-40m3 | WIFR-40 | 40 cbm | R134a |  |  | 9523.8095 | [18 empty] | 137
_1. Walk-in cold rooms | Dagard | WICR-85m3 | WICR-85 | 85 cbm |  |  | 17000 | [19 empty] | 138

## ULTFreezers
Table4: Characteristics of Ultracold freezers
Manufacture/supplier | Model | Gross internal volume (litres) | Cabinet type | Cooling performance | Temperature range | Operating ambient temp | Refrigerant | Freezer designed for 220-240V/50Hz | Freezer designed for 110V/60Hz | Freezer designed for 220V/60Hz | Power consumption (KwH/day) | UNICEF Material number | Unit price (equipment) (a) | Unit price (spare parts) (b) | Currency | Delivery point | Delivery lead time (c) | Warranty period | No of rows
[20 empty] | 1 | 2 | 3 | 4 | 5 | 6 | 7 | 8 | 9 | 10
A | B | C | D | E | F | G | H | I | J | K | L | M | N | O | P | Q | R | S | T | Haier Biomedical Co., Ltd | B Medical Systems Sarl | Vestfrost Solutions | PHC (Panasonic Health Corp) | Aucma Global Medical Co., LTD | Meling Biology & Medical | 0
Haier Biomedical Co., Ltd | DW-86W100J | 100 | Chest | -86°C | -40°C to -86°C | ,+32°C | HC, flammable | Yes | No | No |  | S0003109 | 2896.32 | 456.29 | USD | FCA Qingdao Seaport, China | 45 days | 24 | 1 | DW-86W100J | U201 | VTS258 | MDF-DU502VH-PE | DW-86L567T | DW-HL678S |  | 0
Haier Biomedical Co., Ltd | DW-86L100J | 100 | Upright | -86°C | -40°C to -86°C | ,+32°C | HC, flammable | Yes | No | No |  | S0003106 | 3008.32 | 410 | USD | FCA Qingdao Seaport, China | 45 days | 24 | 2 | DW-86L100J | U501 | VT308 | MDF-DU702VH-PE | DW-86L707T |  |  | 0
B Medical Systems Sarl | U201 | 214 | Upright | -86°C | -40°C to -86°C | ,+43°C | HC, flammable | Yes | No | Yes | 13.5 | S0003103 | 5729 | 1159.71 | EUR | FCA Antwerp Seaport, Belgium | 20-30 working days | 24 | 3 | DW-86L578J | U701 | VT408 |  | YBC-5E |  |  | 0
Vestfrost Solutions | VTS258 | 256 | Upright | -86°C | -40°C to -86°C | ,+27°C | HC, flammable | Yes | Yes | No | 10.3 | S0003114 | 3920 | 811 | EUR | FCA Aarhus, Denmark | 30 days | 24 | 4 | DW-86L828J | U901 | [5 empty] | 0
Vestfrost Solutions | VT308 | 296 | Chest | -86°C | -40°C to -86°C | ,+27°C | HC, flammable | Yes | Yes | No | 8 | S0003112 | 2120 | 763 | EUR | FCA Aarhus, Denmark | 30 days | 24 | 5 |  | U401
Vestfrost Solutions | VT408 | 383 | Chest | -86°C | -40°C to -86°C | ,+27°C | HC, flammable | Yes | Yes | No | 9 | S0003113 | 2340 | 754 | EUR | FCA Aarhus, Denmark | 30 days | 24 | 6
PHC (Panasonic Health Corp) | MDF-DU502VH-PE | 528 | Upright | -86°C | -50°C to -86°C | ,+40°C | HC, flammable | Yes | No | No | 6.7 | S0003110 | 7911.6 |  | EUR | FCA Rotterdam, The Netherlands | 5 days | 24 | 7
Aucma Global Medical Co., LTD | DW-86L567T | 567 | Upright | -86°C | -40°C to -86°C | ,+32°C | HC, flammable | Yes | Yes | No |  | S0003101 | 3580 | 478 | USD | FCA Qingdao Seaport, China | 40 days | 24 | 8
Haier Biomedical Co., Ltd | DW-86L578J | 578 | Upright | -86°C | -40°C to -86°C | ,+32°C | HC, flammable | Yes | No | No | 8.5 | S0003107 | 5265.12 | 507.91 | USD | FCA Qingdao Seaport, China | 45 days | 24 | 9
B Medical Systems Sarl | U501 | 598 | Upright | -86°C | -40°C to -86°C | ,+43°C | HC, flammable | Yes | No | Yes | 11.3 | S0003104 | 6504 | 1185.9 | EUR | FCA Antwerp Seaport, Belgium | 20-30 working days | 24 | 10
Aucma Global Medical Co., LTD | DW-86L707T | 707 | Upright | -86°C | -40°C to -86°C | ,+32°C | HC, flammable | Yes | Yes | No |  | S0003102 | 3750 | 478 | USD | FCA Qingdao Seaport, China | 40 days | 24 | 11
PHC (Panasonic Health Corp) | MDF-DU702VH-PE | 729 | Upright | -86°C | -50°C to -86°C | ,+40°C | HC, flammable | Yes | No | No | 7.7 | S0003111 | 8871.6 |  | EUR | FCA Rotterdam, The Netherlands | 5 days | 24 | 12
B Medical Systems Sarl | U701 | 751 | Upright | -86°C | -40°C to -86°C | ,+43°C | HC, flammable | Yes | No | Yes | 11.9 | S0003115 | 6941 | 1199 | EUR | FCA Antwerp Seaport, Belgium | 20-30 working days | 24 | 13
Haier Biomedical Co., Ltd | DW-86L828J | 828 | Upright | -86°C | -40°C to -86°C | ,+32°C | HC, flammable | Yes | No | No | 11.5 | S0003108 | 6272 | 519.32 | USD | FCA Qingdao Seaport, China | 45 days | 24 | 14
B Medical Systems Sarl | U901 | 895 | Upright | -86°C | -40°C to -86°C | ,+43°C | HC, flammable | Yes | No | Yes | 12.4 | S0003105 | 7339 | 1212.1 | EUR | FCA Antwerp Seaport, Belgium | 20-30 working days | 24 | 15
Aucma Global Medical Co., LTD | YBC-5E | 5 | N/A | [8 empty] | S0003100 | 4673 | N/A | USD | FCA Qingdao Seaport, China | 45 days | 24 | 16
Meling Biology & Medical | DW-HL678S | 678 | Upright | -86°C | -40°C to -86°C | ,+32°C | Mixture Gas | Yes | [10 empty] | 17
B Medical Systems Sarl | U401 | 454 | Upright | -86°C | -40°C to -86°C | ,+43°C | HC, flammable | Yes |  |  | 11 | [7 empty] | 18
19
20
21
22
NOTES: | [11 empty] | NOTES:
Equipment in blue - available to order | [11 empty] | Equipment in blue - available to order
Equipment in red - CRC and LTA in progress | [11 empty] | Equipment in red - CRC and LTA in progress
a) The equipment is supplied with pairs of cryogloves, ice scraper and brush. For additional quantities use UNICEF material number S0003117 | [11 empty] | a) The equipmnet is supplied with 6 pairs of cryogloves (2 pairs of S, M, L sizes), ice sraper and brush. For additional quantities use UNICEF material number S0003117
b) If spare parts are needed please contact the cold chain unit/HTC for technical support | [11 empty] | b) It is recommended to order 1 set of spare parts for each 10 units of UCC (UNOCEF material number S0003116)
c) The coolant packs need a dedicated freezer (they cannot be stored in the same freezer with the vaccines) | [11 empty] | c) Indicative
d) Due to the flammable nature of the refrigerant, the equipment cannot be sent by AIR (we are investigating with airlines further)
e) When placing order please indicate the voltage and frequency supplied from your national grid (mains power available at the installation sites)
f) Ambient temperature: It is very important to identify the correct rated temperature of the appliance when choosing the ultra-low freezer. Each model has been designed for specific climate zone (the ambient temperature) as indicated in the table above. The climate zone is the ambient temperature range in which the appliance can operate effectively without air-conditioning the room. If the room temperature exceeds the rated ambient temperature of the equipment, then the room should be air conditioned to maintain at least no warmer than the rated temperature of the appliance. For example, if the equipment is designed for ambient temperature of +32°C, the room temperature should not exceed +32°C.
g) Power supply: The ultra-low freezers require continuous electricity supply (no power interruption is allowed). Essentially, the electricity supply will have to be continuous even if the mains supply drops out. Therefore it is critically important to make sure that the ultralow freezers are getting power continuously without interruption using alternative power source e.g.: diesel generators as backup or other options."

## PQVaccines
PQSVaccineID | VaccineType | VaccineTypeName | Manufacturer | CommercialName | PharmaceuticalForm | Presentation | DosesCount | ShelfLife | VaccinePreservative | AdministrationRoute | VaccineStorageTemperature | PrequalificationStatus | VaccineVialMonitor | MultidoseVialPolicy | VaccineSecondaryVolume | VaccineTertiaryVolume | DiluentBundled | DiluentSecondaryVolume | DiluentTertiaryVolume | FreezeSensitive | DiluentStorageTemperature | AlAdjuvant | Nbre doses dans calendrier | Prix du flacon ($/flacon) | UNICEF PS | PAHO RF | National prices | US CDC | US Private | Designation | PharmaceuticalForm | VaccineStorageTemperature
A | B | C | D | E | F | G | H | I | J | K | L | M | N | O | P | Q | R | S | T | U | V | W | X | Y | Z | AA | AB | AC | AD | B | E | K
73 | BCG | BCG | National Center of Infectious and Parasitic Diseases | BCG Vaccine | Lyophilised active component to be reconstituted with excipient diluent before use | Ampoule | 10 | 24 | none | Intradermal | 2-8°C | Current | 30 | 0 | 2.25 | 3.37 | No | 1.12 | 1.12 |  | NA |  | 1 | 2.3112 | 0.23112 |  |  |  |  | BCG | Lyophilised active component to be reconstituted with excipient diluent before use | 2-8°C
164 | BCG | BCG | AJ Vaccines A/S | BCG Vaccine SSI | Lyophilised active component to be reconstituted with excipient diluent before use | Two vial set (active + excipient) | 10 | 12 | none | Intradermal | 2-8°C | Current | 14 | 0 | 1.33 | 1.33 | Yes | 0 | 0 |  | NA |  | 1 | 2.3112 | 0.23112 |  |  |  |  | bOPV | Liquid: ready to use | -20°C
338 | BCG | BCG | Japan BCG Laboratory | BCG Freezed Dried Glutamate vaccine | Lyophilised active component to be reconstituted with excipient diluent before use | Ampoule | 10 | 24 | none | Intradermal | 2-8°C | Current | 30 | 0 | 1.44 | 4.9837 | No | 1.1938 | 2.2755 |  | 2-8°C |  | 1 | 2.3112 | 0.23112 |  |  |  |  | Dengue | Lyophilised active component to be reconstituted with liquid active component before use | -70°C
67 | BCG | BCG | Japan BCG Laboratory | BCG Freeze Dried Glutamate vaccine | Lyophilised active component to be reconstituted with excipient diluent before use | Ampoule | 20 | 24 | none | Intradermal | 2-8°C | Current | 30 | 0 | 0.72 | 2.4918 | No | 0.5969 | 1.1378 | No | 2-8°C | No | 1 | 2.74 | 0.137 |  |  |  |  | DT | Frozen liquid, to be diluted after thawing | +25°C
74 | BCG | BCG | National Center of Infectious and Parasitic Diseases | BCG Vaccine | Lyophilised active component to be reconstituted with excipient diluent before use | Ampoule | 20 | 24 | none | Intradermal | 2-8°C | Current | 30 | 0 | 1.125 | 2.245 | No | 1.12 | 1.12 |  | NA |  | 1 | 2.74 | 0.137 |  |  |  |  | DTaP
117 | BCG | BCG | Serum Institute of India Pvt. Ltd. | BCG Vaccine | Lyophilised active component to be reconstituted with excipient diluent before use | Vial | 20 | 24 | none | Intradermal | 2-8°C | Current | 14 | 0 | 0.878 | 4.32 | No | 0.6264 | 0 | No | 2-8°C | No | 1 | 2.74 | 0.137 |  |  |  |  | DTaP-HepB-Hib-IPV
294 | BCG | BCG | GreenSignal Bio Pharma Limited | BCG vaccine (Freeze Dried) - Intradermal | Lyophilised active component to be reconstituted with excipient diluent before use | Vial + Ampoule | 20 | 24 | none | Intradermal | 2-8°C | Current | 14 | 0 | 0.54 | 0.87318 | No | 0 | 0.77963 |  | 2-8°C |  | 1 | 2.74 | 0.137 |  |  |  |  | DTwP
183 | Polio Vaccine - Oral (OPV) Bivalent Types 1 and 3 | bOPV | GlaxoSmithKline Biologicals SA | Polio Sabin One and Three | Liquid: ready to use | Vial | 10 | 24 | none | Oral | -20°C | Current | 2 | 28 | 0.97 | 3.978 | 0 | 0 | 0 | No | NA | No | 4 | 3.08 | 0.308 |  |  |  |  | DTwP+Hib
281 | Polio Vaccine - Oral (OPV) Bivalent Types 1 and 3 | bOPV | Serum Institute of India Pvt. Ltd. | Poliomyelitis Vaccine (Oral), Bivalent types 1 and 3 | Liquid: ready to use | Vial | 10 | 24 | none | Oral | -20°C | Current | 2 | 28 | 1.757 | 11.52 | 0 | 0 | 0 |  | NA |  | 4 | 3.08 | 0.308 |  |  |  |  | DTwP-HepB
297 | Polio Vaccine - Oral (OPV) Bivalent Types 1 and 3 | bOPV | PT Bio Farma (Persero) | Bivalent Oral Poliomyelitis Vaccine Type 1&3 (bOPV 1&3) | Liquid: ready to use | Vial | 10 | 24 | none | Oral | -20°C | Current | 2 | 28 | 1.4 | 6.2156 | 0 | 0 | 0 | No | NA | No | 4 | 3.08 | 0.308 |  |  |  |  | DTwP-HepB+Hib
337 | Polio Vaccine - Oral (OPV) Bivalent Types 1 and 3 | bOPV | Bharat Biotech International Limited | BIOPOLIO B1/3 | Liquid: ready to use | Vial | 10 | 24 | none | Oral | -20°C | Current | 2 | 28 | 0 | 0 | 0 | 0 | 0 |  | NA |  | 4 | 3.08 | 0.308 |  |  |  |  | DTwP-HepB-Hib
184 | Polio Vaccine - Oral (OPV) Bivalent Types 1 and 3 | bOPV | GlaxoSmithKline Biologicals SA | Polio Sabin One and Three | Liquid: ready to use | Vial | 20 | 24 | none | Oral | -20°C | Current | 2 | 28 | 0.48 | 1.989 | 0 | 0 | 0 |  | NA |  | 4 | 3.05 | 0.1525 |  |  |  |  | DTwP-HepB-Hib-IPV
195 | Polio Vaccine - Oral (OPV) Bivalent Types 1 and 3 | bOPV | PT Bio Farma (Persero) | Bivalent Oral Poliomyelitis Vaccine Type 1&3 (bOPV 1&3) | Liquid: ready to use | Vial | 20 | 24 | none | Oral | -20°C | Current | 2 | 28 | 0.55 | 4.1437 | 0 | 0 | 0 |  | NA |  | 4 | 3.05 | 0.1525 |  |  |  |  | Ebola-Vax (rVSV∆G-ZEBOV-GP, live attenuated)
200 | Polio Vaccine - Oral (OPV) Bivalent Types 1 and 3 | bOPV | Haffkine Bio Pharmaceutical Corporation Ltd | Bivalent type 1&3 Oral Poliomyelitis vaccine, IP (bOPV1&3) | Liquid: ready to use | Vial | 20 | 24 | none | Oral | -20°C | Current | 2 | 28 | 1 | 1 | 0 | 0 | 0 |  | NA |  | 4 | 3.05 | 0.1525 |  |  |  |  | Ebola-Vax (MVA-BN-Filo [recombinant])
244 | Polio Vaccine - Oral (OPV) Bivalent Types 1 and 3 | bOPV | Bharat Biotech International Limited | BIOPOLIO B1/3 | Liquid: ready to use | Vial | 20 | 24 | none | Oral | -20°C | Current | 2 | 28 | 0.85 | 5.4186 | 0 | 0 | 0 |  | NA |  | 4 | 3.05 | 0.1525 |  |  |  |  | Ebola-Vax (Ad26.ZEBOV-GP [recombinant])
246 | Polio Vaccine - Oral (OPV) Bivalent Types 1 and 3 | bOPV | Sanofi Pasteur SA | none | Liquid: ready to use | Vial | 20 | 24 | none | Oral | -20°C | Current | 2 | 28 | 0.49 | 2.4182 | 0 | 0 | 0 |  | NA |  | 4 | 3.05 | 0.1525 |  |  |  |  | H1N1
253 | Polio Vaccine - Oral (OPV) Bivalent Types 1 and 3 | bOPV | Serum Institute of India Pvt. Ltd. | Poliomyelitis Vaccine (Oral), Bivalent types 1 and 3 | Liquid: ready to use | Vial | 20 | 24 | none | Oral | -20°C | Current | 2 | 28 | 0.8787 | 5.76 | 0 | 0 | 0 |  | NA |  | 4 | 3.05 | 0.1525 |  |  |  |  | HepA
357 | Dengue Tetravalent (live, attenuated) | Dengue | Sanofi Pasteur SA | Dengvaxia | Lyophilised active component to be reconstituted with excipient diluent before use | Two vial set (active + excipient) | 5 | 36 | none | Subcutaneous | 2-8°C | Current | 14 | 0 | 5.22 | 5.979 | Yes | 0 | 0 |  | 2-8°C |  | 1 |  | 0 |  |  |  |  | HepB
118 | Diphtheria-Tetanus | DT | Serum Institute of India Pvt. Ltd. | Diphtheria and Tetanus Vaccine Adsorbed (Paediatric) | Liquid: ready to use | Ampoule | 1 | 36 | thiomersal | Intramuscular | 2-8°C | Current | none | NA | 12.18 | 9.84 | 0 | 0 | 0 |  | NA |  | 3 | #N/A | #N/A |  |  |  |  | Hib_liq
7 | Diphtheria-Tetanus | DT | PT Bio Farma (Persero) | Adsorbed DT Vaccine | Liquid: ready to use | Vial | 10 | 36 | thiomersal | Intramuscular | 2-8°C | Current | 30 | 28 | 2.38 | 9.4714 | 0 | 0 | 0 | Yes | NA | Yes | 3 | 1.1875 | 0.11875 |  |  |  |  | Hib_lyo
77 | Diphtheria-Tetanus | DT | National Center of Infectious and Parasitic Diseases | Diftet | Liquid: ready to use | Vial | 10 | 36 | thiomersal | Intramuscular | 2-8°C | Current | 14 | 28 | 3.78 | 9.286 | 0 | 0 | 0 |  | NA |  | 3 | 1.1875 | 0.11875 |  |  |  |  | HPV
119 | Diphtheria-Tetanus | DT | Serum Institute of India Pvt. Ltd. | Diphtheria and Tetanus Vaccine Adsorbed (Pediatric) | Liquid: ready to use | Vial | 10 | 36 | thiomersal | Intramuscular | 2-8°C | Current | 30 | 28 | 2.109 | 9.84 | 0 | 0 | 0 | Yes | NA | Yes | 3 | 1.1875 | 0.11875 |  |  |  |  | Influenza
78 | Diphtheria-Tetanus | DT | National Center of Infectious and Parasitic Diseases | Diftet | Liquid: ready to use | Vial | 20 | 36 | thiomersal | Intramuscular | 2-8°C | Current: No Routine Production | 14 | 28 | 1.89 | 1.89 | 0 | 0 | 0 |  | NA |  | 3 | 2.185 | 0.10925 |  |  |  |  | Influenza (Quadrivalent)
120 | Diphtheria-Tetanus | DT | Serum Institute of India Pvt. Ltd. | Diphtheria and Tetanus Vaccine Adsorbed (Pediatric) | Liquid: ready to use | Vial | 20 | 36 | thiomersal | Intramuscular | 2-8°C | Current | 30 | 28 | 2.122 | 9.84 | 0 | 0 | 0 |  | NA |  | 3 | 2.185 | 0.10925 |  |  |  |  | IPV
266 | Diphtheria-Tetanus-Pertussis (acellular) | DTaP | GlaxoSmithKline Biologicals SA | Boostrix | Liquid: ready to use | Vial | 1 | 36 | none | Intramuscular | 2-8°C | Current | 30 | NA | 9.7 | 15.2292 | 0 | 0 | 0 |  | NA |  | 3 | #N/A | #N/A |  |  |  |  | sIPV
315 | Diphtheria-Tetanus-Pertussis (acellular) | DTaP | Sanofi Pasteur Limited | Adacel | Liquid: ready to use | Vial | 1 | 36 | none | Intramuscular | 2-8°C | Current | 30 | NA | 19.5 | 128.5951 | 0 | 0 | 0 |  | NA |  | 3 | #N/A | #N/A |  |  |  |  | JE_liq
285 | Diphtheria-Tetanus-Pertussis (acellular)-Hepatitis B-Haemophilus influenzae type b-Polio (Inactivated) | DTaP-HepB-Hib-IPV | Sanofi Pasteur SA | Hexaxim | Liquid: ready to use | Vial | 1 | 36 | none | Intramuscular | 2-8°C | Current | 7 | NA | 11.32 | 67.5113 | 0 | 0 | 0 |  | NA |  | 3 | #N/A | #N/A |  |  |  |  | JE_lyo
93 | Diphtheria-Tetanus-Pertussis (whole cell) | DTwP | Sanofi Pasteur SA | DT COQ | Liquid: ready to use | Ampoule | 1 | 36 | thiomersal | Intramuscular | 2-8°C | Current: No Routine Production | none | NA | 26.1 | 26.1 | 0 | 0 | 0 |  | NA |  | 3 | #N/A | #N/A |  |  |  |  | Measles
124 | Diphtheria-Tetanus-Pertussis (whole cell) | DTwP | Serum Institute of India Pvt. Ltd. | Diphtheria-Tetanus-Pertussis Vaccine Adsorbed | Liquid: ready to use | Ampoule | 1 | 24 | thiomersal | Intramuscular | 2-8°C | Current | none | NA | 12.18 | 65.6 | 0 | 0 | 0 |  | NA |  | 3 | #N/A | #N/A |  |  |  |  | Men-A
277 | Diphtheria-Tetanus-Pertussis (whole cell) | DTwP | Biological E. Limited | None used on labelling for supply through UN agencies. Also marketed with labelled commercial name TRIPVAC | Liquid: ready to use | Vial | 1 | 24 | thiomersal | Intramuscular | 2-8°C | Current | 14 | NA | 14.68 | 93.082 | 0 | 0 | 0 |  | NA |  | 3 | #N/A | #N/A |  |  |  |  | Men-A (paediatric)
8 | Diphtheria-Tetanus-Pertussis (whole cell) | DTwP | PT Bio Farma (Persero) | DTP Vaccine | Liquid: ready to use | Vial | 10 | 24 | thiomersal | Intramuscular | 2-8°C | Current | 14 | 28 | 2.38 | 9.5625 | 0 | 0 | 0 | Yes | NA | Yes | 3 | 1.97 | 0.197 |  |  |  |  | Men-A+C
94 | Diphtheria-Tetanus-Pertussis (whole cell) | DTwP | Sanofi Pasteur SA | DT COQ | Liquid: ready to use | Vial | 10 | 36 | thiomersal | Intramuscular | 2-8°C | Current | none | 28 | 2.46 | 2.46 | 0 | 0 | 0 |  | NA |  | 3 | 1.97 | 0.197 |  |  |  |  | Men-ACYW-135
125 | Diphtheria-Tetanus-Pertussis (whole cell) | DTwP | Serum Institute of India Pvt. Ltd. | Diphtheria-Tetanus-Pertussis Vaccine Adsorbed | Liquid: ready to use | Vial | 10 | 24 | thiomersal | Intramuscular | 2-8°C | Current | 14 | 28 | 2.109 | 9.84 | 0 | 0 | 0 | Yes | NA | Yes | 3 | 1.97 | 0.197 |  |  |  |  | Men-ACYW-135 (polysaccharide)
278 | Diphtheria-Tetanus-Pertussis (whole cell) | DTwP | Biological E. Limited | None used on labelling for supply through UN agencies. Also marketed with labelled commercial name TRIPVAC | Liquid: ready to use | Vial | 10 | 24 | thiomersal | Intramuscular | 2-8°C | Current | 14 | 28 | 1.78 | 8.9359 | 0 | 0 | 0 |  | NA |  | 3 | 1.97 | 0.197 |  |  |  |  | Men-ACYW
126 | Diphtheria-Tetanus-Pertussis (whole cell) | DTwP | Serum Institute of India Pvt. Ltd. | Diphtheria-Tetanus-Pertussis Vaccine Adsorbed | Liquid: ready to use | Vial | 20 | 24 | thiomersal | Intramuscular | 2-8°C | Current | 14 | 28 | 2.122 | 9.84 | 0 | 0 | 0 |  | NA |  | 3 | 3.1302 | 0.15651 |  |  |  |  | MMR
97 | Diphtheria-Tetanus-Pertussis (whole cell)-Haemophilus influenzae type b | DTwP+Hib | Sanofi Pasteur SA | TETRAct-HIB | Lyophilised active component to be reconstituted with liquid active component before use | Vial + Ampoule | 1 | 36 | thiomersal | Intramuscular | 2-8°C | Current: No Routine Production | none | NA | 44.72 | 44.72 | 0 | 0 | 0 |  | NA |  | 3 | 3.6865 | 3.6865 |  |  |  |  | mOPV1
216 | Diphtheria-Tetanus-Pertussis (whole cell)-Haemophilus influenzae type b | DTwP+Hib | Serum Institute of India Pvt. Ltd. | Diphtheria, Tetanus, Pertussis and Haemophilus influenzae type b Conjugate Vaccine | Lyophilised active component to be reconstituted with liquid active component before use | Vial + Ampoule | 1 | 24 | thiomersal | Intramuscular | 2-8°C | Current | 14 | NA | 21.09 | 147.6 | 0 | 12.18 | 0 |  | NA |  | 3 | 3.6865 | 3.6865 |  |  |  |  | mOPV2
96 | Diphtheria-Tetanus-Pertussis (whole cell)-Haemophilus influenzae type b | DTwP+Hib | Sanofi Pasteur SA | TETRAct-HIB | Lyophilised active component to be reconstituted with liquid active component before use | Two vial set (active + active) | 10 | 36 | thiomersal | Intramuscular | 2-8°C | Current | none | 0 | 12.39 | 12.39 | 0 | 0 | 0 |  | NA |  | 3 | 32.32 | 3.232 |  |  |  |  | mOPV3
127 | Diphtheria-Tetanus-Pertussis (whole cell)-Hepatitis B | DTwP-HepB | Serum Institute of India Pvt. Ltd. | Diphtheria ,Tetanus, Pertussis and Hepatitis B Vaccine Adsorbed | Liquid: ready to use | Ampoule | 1 | 24 | thiomersal | Intramuscular | 2-8°C | Current | none | NA | 12.18 | 65.6 | 0 | 0 | 0 |  | NA |  | 3 | 0 | 0 |  |  |  |  | MR
10 | Diphtheria-Tetanus-Pertussis (whole cell)-Hepatitis B | DTwP-HepB | PT Bio Farma (Persero) | DTP - Hep B 5 | Liquid: ready to use | Vial | 5 | 24 | thiomersal | Intramuscular or Subcutaneous | 2-8°C | Current | 14 | 28 | 4.2 | 4.2 | 0 | 0 | 0 |  | NA |  | 3 | #N/A | #N/A |  |  |  |  | OCV
11 | Diphtheria-Tetanus-Pertussis (whole cell)-Hepatitis B | DTwP-HepB | PT Bio Farma (Persero) | DTP - Hep B 10 | Liquid: ready to use | Vial | 10 | 24 | thiomersal | Intramuscular or Subcutaneous | 2-8°C | Current | 14 | 28 | 2.1 | 2.1 | 0 | 0 | 0 |  | NA |  | 3 | 7.245 | 0.7245 |  |  |  |  | PCV10
128 | Diphtheria-Tetanus-Pertussis (whole cell)-Hepatitis B | DTwP-HepB | Serum Institute of India Pvt. Ltd. | Diphtheria ,Tetanus, Pertussis and Hepatitis B Vaccine Adsorbed | Liquid: ready to use | Vial | 10 | 24 | thiomersal | Intramuscular | 2-8°C | Current | 14 | 28 | 2.109 | 9.84 | 0 | 0 | 0 |  | NA |  | 3 | 7.245 | 0.7245 |  |  |  |  | PCV13
129 | Diphtheria-Tetanus-Pertussis (whole cell)-Hepatitis B | DTwP-HepB | Serum Institute of India Pvt. Ltd. | Diphtheria ,Tetanus, Pertussis and Hepatitis B Vaccine Adsorbed | Liquid: ready to use | Vial | 20 | 24 | thiomersal | Intramuscular | 2-8°C | Current | 14 | 28 | 2.122 | 9.84 | 0 | 0 | 0 |  | NA |  | 3 | #N/A | #N/A |  |  |  |  | Rabies
55 | Diphtheria-Tetanus-Pertussis (whole cell)-Hepatitis B-Haemophilus influenzae type b | DTwP-HepB+Hib | GlaxoSmithKline Biologicals SA | Tritanrix HB+Hib | Lyophilised active component to be reconstituted with excipient diluent before use | Two vial set (active + active) | 1 | 36 | thiomersal | Intramuscular | 2-8°C | Current | 14 | NA | 14.535 | 14.535 | Yes | 0 | 0 |  | NA |  | 3 | 2.828 | 2.828 |  |  |  |  | Rota_Liq
194 | Diphtheria-Tetanus-Pertussis (whole cell)-Hepatitis B-Haemophilus influenzae type b | DTwP-HepB+Hib | Serum Institute of India Pvt. Ltd. | Diphtheria, Tetanus, Pertussis, Hepatitis B and Haemophilus influenzae type b Conjugate Vaccine | Lyophilised active component to be reconstituted with liquid active component before use | Vial + Ampoule | 1 | 24 | thiomersal | Intramuscular | 2-8°C | Current | 14 | NA | 33.27 | 147.6 | 0 | 0 | 0 |  | NA |  | 3 | 2.828 | 2.828 |  |  |  |  | Rota_Liq_frozen
247 | Diphtheria-Tetanus-Pertussis (whole cell)-Hepatitis B-Haemophilus influenzae type b | DTwP-HepB+Hib | Biological E. Limited | None used on labelling for supply through UN agencies. Also marketed with labelled commercial name ComBE Five (Reconstituted). | Lyophilised active component to be reconstituted with liquid active component before use | Two vial set (active + active) | 1 | 24 | thiomersal | Intramuscular | 2-8°C | Current | 14 | NA | 58.7 | 58.7 | Yes | 0 | 0 |  | NA |  | 3 | 2.828 | 2.828 |  |  |  |  | Rota_Lyo
254 | Diphtheria-Tetanus-Pertussis (whole cell)-Hepatitis B-Haemophilus influenzae type b | DTwP-HepB+Hib | LG Chem Ltd | Euforvac-Hib Inj | Lyophilised active component to be reconstituted with liquid active component before use | Two vial set (active + active) | 1 | 36 | thiomersal | Intramuscular | 2-8°C | Current | 14 | NA | 29.07 | 149.7687 | Yes | 0 | 0 |  | NA |  | 3 | 2.828 | 2.828 |  |  |  |  | Rubella
56 | Diphtheria-Tetanus-Pertussis (whole cell)-Hepatitis B-Haemophilus influenzae type b | DTwP-HepB+Hib | GlaxoSmithKline Biologicals SA | Tritanrix HB+Hib | Lyophilised active component to be reconstituted with liquid active component before use | Two vial set (active + active) | 2 | 36 | thiomersal | Intramuscular | 2-8°C | Current | 14 | 0 | 7.2675 | 7.2675 | 0 | 0 | 0 |  | NA |  | 3 | 3.9 | 1.95 |  |  |  |  | Td
203 | Diphtheria-Tetanus-Pertussis (whole cell)-Hepatitis B-Haemophilus influenzae type b | DTwP-HepB+Hib | Serum Institute of India Pvt. Ltd. | Diphtheria, Tetanus, Pertussis, Hepatitis B and Haemophilus influenzae type b Conjugate Vaccine | Lyophilised active component to be reconstituted with liquid active component before use | Vial + Ampoule | 2 | 24 | thiomersal | Intramuscular | 2-8°C | Current | 14 | 0 | 11.154 | 147.6 | 0 | 0 | 0 |  | NA |  | 3 | 3.9 | 1.95 |  |  |  |  | tOPV
255 | Diphtheria-Tetanus-Pertussis (whole cell)-Hepatitis B-Haemophilus influenzae type b | DTwP-HepB+Hib | LG Chem Ltd | Euforvac-Hib Inj. | Lyophilised active component to be reconstituted with liquid active component before use | Two vial set (active + active) | 2 | 36 | thiomersal | Intramuscular | 2-8°C | Current | 14 | 0 | 14.535 | 74.8843 | Yes | 0 | 0 |  | NA |  | 3 | 3.9 | 1.95 |  |  |  |  | TT
204 | Diphtheria-Tetanus-Pertussis (whole cell)-Hepatitis B-Haemophilus influenzae type b | DTwP-HepB+Hib | Serum Institute of India Pvt. Ltd. | Diphtheria, Tetanus, Pertussis, Hepatitis B and Haemophilus influenzae type b Conjugate Vaccine | Lyophilised active component to be reconstituted with liquid active component before use | Vial + Ampoule | 10 | 24 | thiomersal | Intramuscular | 2-8°C | Current | 14 | 0 | 2.109 | 196.8 | 0 | 0 | 0 |  | NA |  | 3 | 17.3 | 1.73 |  |  |  |  | TCV
248 | Diphtheria-Tetanus-Pertussis (whole cell)-Hepatitis B-Haemophilus influenzae type b | DTwP-HepB+Hib | Biological E. Limited | None used on labelling for supply through UN agencies. Also marketed with labelled commercial name ComBE Five (Reconstituted). | Lyophilised active component to be reconstituted with liquid active component before use | Two vial set (active + active) | 10 | 24 | thiomersal | Intramuscular | 2-8°C | Current | 14 | 0 | 7.5 | 7.5 | Yes | 0 | 0 |  | NA |  | 3 | 17.3 | 1.73 |  |  |  |  | TPV
6 | Diphtheria-Tetanus-Pertussis (whole cell)-Hepatitis B-Haemophilus influenzae type b | DTwP-HepB-Hib | Janssen Vaccines Corp. | Quinvaxem | Liquid: ready to use | Vial | 1 | 36 | thiomersal (trace) | Intramuscular | 2-8°C | Current | 14 | NA | 10.3 | 54.3162 | 0 | 0 | 0 | Yes | NA | Yes | 3 | 1.13 | 1.13 |  |  |  |  | YF
162 | Diphtheria-Tetanus-Pertussis (whole cell)-Hepatitis B-Haemophilus influenzae type b | DTwP-HepB-Hib | Shantha Biotechnics Private Limited (A Sanofi Company) | Shan-5 | Liquid: ready to use | Vial | 1 | 24 | thiomersal | Intramuscular | 2-8°C | Current | 14 | NA | 16.8 | 63.9486 | 0 | 0 | 0 |  | NA |  | 3 | 1.13 | 1.13 |  |  |  |  | nOPV2
223 | Diphtheria-Tetanus-Pertussis (whole cell)-Hepatitis B-Haemophilus influenzae type b | DTwP-HepB-Hib | Serum Institute of India Pvt. Ltd. | Diphtheria, Tetanus, Pertussis, Hepatitis B and Haemophilus influenzae type b Conjugate Vaccine Adsorbed | Liquid: ready to use | Vial | 1 | 24 | thiomersal | Intramuscular | 2-8°C | Current | 14 | NA | 14.06 | 77.6 | 0 | 0 | 0 | Yes | NA | Yes | 3 | 1.13 | 1.13 |  |  |  |  | RTS,S
270 | Diphtheria-Tetanus-Pertussis (whole cell)-Hepatitis B-Haemophilus influenzae type b | DTwP-HepB-Hib | Panacea Biotec Ltd. | Easyfive-TT | Liquid: ready to use | Vial | 1 | 36 | thiomersal | Intramuscular | 2-8°C | Current | 14 | NA | 15.3 | 83.1173 | 0 | 0 | 0 |  | NA |  | 3 | 1.13 | 1.13 |  |  |  |  | R21
274 | Diphtheria-Tetanus-Pertussis (whole cell)-Hepatitis B-Haemophilus influenzae type b | DTwP-HepB-Hib | Biological E. Limited | None used on labelling for supply through UN agencies. Also marketed with labelled commercial name ComBE Five (Liquid). | Liquid: ready to use | Vial | 1 | 30 | thiomersal | Intramuscular | 2-8°C | Current | 14 | NA | 14.7 | 93.082 | 0 | 0 | 0 |  | NA |  | 3 | 1.13 | 1.13 |  |  |  |  | RSV
304 | Diphtheria-Tetanus-Pertussis (whole cell)-Hepatitis B-Haemophilus influenzae type b | DTwP-HepB-Hib | LG Chem Ltd | Eupenta | Liquid: ready to use | Vial | 1 | 36 | thiomersal | Intramuscular | 2-8°C | Current | 14 | NA | 14.53 | 75.1267 | 0 | 0 | 0 |  | NA |  | 3 | 1.13 | 1.13 |  |  |  |  | C19-Covishield ChAdOx1-S
224 | Diphtheria-Tetanus-Pertussis (whole cell)-Hepatitis B-Haemophilus influenzae type b | DTwP-HepB-Hib | Serum Institute of India Pvt. Ltd. | Diphtheria, Tetanus, Pertussis, Hepatitis B and Haemophilus influenzae type b Conjugate Vaccine Adsorbed | Liquid: ready to use | Vial | 2 | 24 | thiomersal | Intramuscular | 2-8°C | Current | 14 | 28 | 8.787 | 43.2 | 0 | 0 | 0 |  | NA |  | 3 | 3.88 | 1.94 |  |  |  |  | C19-VaxZevria ChAdOx1-S
288 | Diphtheria-Tetanus-Pertussis (whole cell)-Hepatitis B-Haemophilus influenzae type b | DTwP-HepB-Hib | Biological E. Limited | None used on labelling for supply through UN agencies. Also marketed with labelled commercial name ComBE Five (Liquid). | Liquid: ready to use | Vial | 2 | 30 | thiomersal | Intramuscular | 2-8°C | Current | 14 | 28 | 7.3 | 46.541 | 0 | 0 | 0 |  | NA |  | 3 | 3.88 | 1.94 |  |  |  |  | C19-Moderna mRNA-1273
287 | Diphtheria-Tetanus-Pertussis (whole cell)-Hepatitis B-Haemophilus influenzae type b | DTwP-HepB-Hib | Biological E. Limited | None used on labelling for supply through UN agencies. Also marketed with labelled commercial name ComBE Five (Liquid). | Liquid: ready to use | Vial | 5 | 30 | thiomersal | Intramuscular | 2-8°C | Current | 14 | 28 | 2.9 | 18.6164 | 0 | 0 | 0 |  | NA |  | 3 | 9.18 | 1.836 |  |  |  |  | C19-Janssen Ad26.COV2.S
308 | Diphtheria-Tetanus-Pertussis (whole cell)-Hepatitis B-Haemophilus influenzae type b | DTwP-HepB-Hib | PT Bio Farma (Persero) | Pentabio | Liquid: ready to use | Vial | 5 | 24 | thiomersal | Intramuscular | 2-8°C | Current | 14 | 28 | 8 | 33.15 | 0 | 0 | 0 |  | NA |  | 3 | 9.18 | 1.836 |  |  |  |  | C19-Pfizer PBS/Sucrose (purple cap)
87 | Diphtheria-Tetanus-Pertussis (whole cell)-Hepatitis B-Haemophilus influenzae type b | DTwP-HepB-Hib | Panacea Biotec Ltd. | Easyfive-TT | Liquid: ready to use | Vial | 10 | 36 | thiomersal | Intramuscular | 2-8°C | Current | 14 | 28 | 3.2 | 16.6527 | 0 | 0 | 0 |  | NA |  | 3 | 7.8 | 0.78 |  |  |  |  | C19-Pfizer Tris/Sucrose (grey cap)
163 | Diphtheria-Tetanus-Pertussis (whole cell)-Hepatitis B-Haemophilus influenzae type b | DTwP-HepB-Hib | Shantha Biotechnics Private Limited (A Sanofi Company) | Shan-5 | Liquid: ready to use | Vial | 10 | 24 | thiomersal | Intramuscular | 2-8°C | Current | 14 | 28 | 4.4 | 17.1475 | 0 | 0 | 0 |  | NA |  | 3 | 7.8 | 0.78 |  |  |  |  | C19-Pfizer Tris/Sucrose (orange cap)
225 | Diphtheria-Tetanus-Pertussis (whole cell)-Hepatitis B-Haemophilus influenzae type b | DTwP-HepB-Hib | Serum Institute of India Pvt. Ltd. | Diphtheria, Tetanus, Pertussis, Hepatitis B and Haemophilus influenzae type b Conjugate Vaccine Adsorbed | Liquid: ready to use | Vial | 10 | 24 | thiomersal | Intramuscular | 2-8°C | Current | 14 | 28 | 2.109 | 9.84 | 0 | 0 | 0 |  | NA |  | 3 | 7.8 | 0.78 |  |  |  |  | C19-Sinopharm VeroCell
275 | Diphtheria-Tetanus-Pertussis (whole cell)-Hepatitis B-Haemophilus influenzae type b | DTwP-HepB-Hib | Biological E. Limited | None used on labelling for supply through UN agencies. Also marketed with labelled commercial name ComBE Five (Liquid). | Liquid: ready to use | Vial | 10 | 30 | thiomersal | Intramuscular | 2-8°C | Current | 14 | 28 | 2.9 | 21.125 | 0 | 0 | 0 |  | NA |  | 3 | 7.8 | 0.78 |  |  |  |  | C19-Sinovac Coronovac
305 | Diphtheria-Tetanus-Pertussis (whole cell)-Hepatitis B-Haemophilus influenzae type b | DTwP-HepB-Hib | LG Chem Ltd | Eupenta | Liquid: ready to use | Vial | 10 | 36 | thiomersal | Intramuscular | 2-8°C | Current | 14 | 28 | 2.9 | 16.7008 | 0 | 0 | 0 |  | NA |  | 3 | 7.8 | 0.78 |  |  |  |  | C19-Sputnik
309 | Diphtheria-Tetanus-Pertussis (whole cell)-Hepatitis B-Haemophilus influenzae type b | DTwP-HepB-Hib | PT Bio Farma (Persero) | Pentabio | Liquid: ready to use | Vial | 10 | 24 | thiomersal | Intramuscular | 2-8°C | Current | 14 | 28 | 4 | 16.575 | 0 | 0 | 0 |  | NA |  | 3 | 7.8 | 0.78 |  |  |  |  | C19-Bharat COVAXIN
| Diphtheria-Tetanus-Pertussis (whole cell)-Hepatitis B-Haemophilus influenzae type b | DTwP-HepB-Hib-IPV | Sanofi Healthcare India Private Limited | Shan6 | Liquid: ready to use | Vial | 1 | 30 | thiomersal | Intramuscular | 2-8°C | Current | 11 | NA | 11.09 | 62.27 | 0 | 0 | 0 |  | NA |  | 3 |  | 0 |  |  |  |  | C-19 Covovax SARS-CoV-2 rS
| Diphtheria-Tetanus-Pertussis (whole cell)-Hepatitis B-Haemophilus influenzae type b | DTwP-HepB-Hib-IPV | Sanofi Healthcare India Private Limited | Shan6 | Liquid: ready to use | Vial | 5 | 30 | thiomersal | Intramuscular | 2-8°C | Current | 11 | 28 | 3.04 | 20.76 | 0 | 0 | 0 |  | NA |  | 3 |  | 0 |  |  |  |  | C-19 Nuvaxovid SARS-CoV-2 rS
346 | Ebola Zaire (rVSV∆G-ZEBOV-GP, live attenuated) | Ebola-Vax (rVSV∆G-ZEBOV-GP, live attenuated) | Merck Vaccines | ERVEBO | Liquid: ready to use | Vial | 1 | 36 | none | Intramuscular | -70°C | Current | none | NA | 16.42 | 249.0146 | 0 | 0 | 0 | NA | NA |  | 1 | 63 | 63 |  |  |  |  | COVID-A
| Ebola vaccine (MVA-BN-Filo [recombinant]) | Ebola-Vax (MVA-BN-Filo [recombinant]) | Janssen Vaccines, Branch of Cilag GmbH International | Mvabea | Liquid: ready to use | Vial | 1 | 48 | none | Intramuscular | -70°C | Current | none | NA | 24.51 | 25.49 | 0 | 0 | 0 | NA | NA |  | 2 | #N/A | #N/A |  |  |  |  | COVID-B
| Ebola vaccine (Ad26.ZEBOV-GP [recombinant]) | Ebola-Vax (Ad26.ZEBOV-GP [recombinant]) | Janssen Vaccines, Branch of Cilag GmbH International | Zabdeno | Liquid: ready to use | Vial | 1 | 48 | none | Intramuscular | -70°C | Current | none | NA | 24.51 | 25.49 | 0 | 0 | 0 | NA | NA |  | 2 | #N/A | #N/A |  |  |  |  | COVID-C
208 | Influenza, pandemic H1N1 | H1N1 | Green Cross Corporation | Green Flu-S | Liquid: ready to use | Vial | 1 | 12 | none | Intramuscular | 2-8°C | Current | none | NA | 34.37 | 290.1768 | 0 | 0 | 0 |  | NA |  | 1 | #N/A | #N/A |  |  |  |  | VaccineGeneric
209 | Influenza, pandemic H1N1 | H1N1 | MedImmune | Influenza A (H1N1) 2009 monovalent vaccine | Liquid: ready to use | Sprayer | 1 | 4.2 | none | Intranasal | 2-8°C | Current | none | NA | 65.28 | 86.9637 | 0 | 0 | 0 |  | NA |  | 1 | #N/A | #N/A
214 | Influenza, pandemic H1N1 | H1N1 | Sanofi Pasteur-USA | Influenza A (H1N1) 2009 monovalent vaccine | Liquid: ready to use | Vial | 1 | 12 | none | Intramuscular | 2-8°C | Current | none | NA | 18.36 | 22.3886 | 0 | 0 | 0 |  | NA |  | 1 | #N/A | #N/A
257 | Influenza, pandemic H1N1 | H1N1 | Serum Institute of India Pvt. Ltd. | NASOVAC Influenza Vaccine, Live Attenuated (Human) Freeze-Dried | Lyophilised active component to be reconstituted with excipient diluent before use | Vial + Ampoule | 1 | 0 | none | Intranasal | 2-8°C | Current | 2 | NA | 17.575 | 98.4 | No | 16.7437 | 18.671 |  | 2-8°C |  | 1 | 44 | 44
258 | Influenza, pandemic H1N1 | H1N1 | Serum Institute of India Pvt. Ltd. | NASOVAC Influenza Vaccine, Live Attenuated (Human) Freeze-Dried | Lyophilised active component to be reconstituted with excipient diluent before use | Vial + Ampoule | 5 | 0 | none | Intranasal | 2-8°C | Current | 2 | 0 | 3.515 | 19.68 | No | 3.515 | 4.784 |  | 2-8°C |  | 1 | 44 | 8.8
205 | Influenza, pandemic H1N1 | H1N1 | Seqirus Limited | Panvax | Liquid: ready to use | Vial | 10 | 12 | thiomersal | Intramuscular or deep subcutaneous | 2-8°C | Current | none | 28 | 3.08 | 3.9995 | 0 | 0 | 0 |  | NA |  | 1 | 44 | 4.4
211 | Influenza, pandemic H1N1 | H1N1 | Seqirus Vaccines Limited | Focetria | Liquid: ready to use | Vial | 10 | 12 | thiomersal | Intramuscular | 2-8°C | Current | none | 0 | 2.36 | 2.964 | 0 | 0 | 0 |  | NA |  | 1 | 44 | 4.4
212 | Influenza, pandemic H1N1 | H1N1 | Seqirus Vaccines Limited | Fluvirin-H1N1 | Liquid: ready to use | Vial | 10 | 6 | thiomersal | Intramuscular | 2-8°C | Current | none | 0 | 53.3 | 5.9889 | 0 | 0 | 0 |  | NA |  | 1 | 44 | 4.4
213 | Influenza, pandemic H1N1 | H1N1 | Sanofi Pasteur SA | Panenza | Liquid: ready to use | Vial | 10 | 12 | thiomersal | Intramuscular | 2-8°C | Current | none | 0 | 2.31 | 3.0578 | 0 | 0 | 0 |  | NA |  | 1 | #N/A | #N/A
215 | Influenza, pandemic H1N1 | H1N1 | Sanofi Pasteur-USA | Influenza A (H1N1) 2009 monovalent vaccine | Liquid: ready to use | Vial | 10 | 12 | thiomersal | Intramuscular | 2-8°C | Current | none | 0 | 6 | 8.619 | 0 | 0 | 0 |  | NA |  | 1 | #N/A | #N/A
210 | Influenza, pandemic H1N1 | H1N1 | Seqirus GmbH | Celtura | Liquid: ready to use | Vial | 17 | 6 | thiomersal | Intramuscular | 2-8°C | Current | none | 28 | 1.34 | 9.1912 | 0 | 0 | 0 |  | NA |  | 1 | #N/A | #N/A
264 | Hepatitis A (inactivated) | HepA | GlaxoSmithKline Biologicals SA | Havrix 1440 Adult | Liquid: ready to use | Vial | 1 | 36 | none | Intramuscular | 2-8°C | Current | 30 | NA | 11.4996 | 15.2292 | 0 | 0 | 0 |  | NA |  | 1 | 0.38 | 0.38
265 | Hepatitis A (inactivated) | HepA | GlaxoSmithKline Biologicals SA | Havrix 720 Junior | Liquid: ready to use | Vial | 1 | 36 | none | Intramuscular | 2-8°C | Current | 30 | NA | 11.4996 | 15.2292 | 0 | 0 | 0 |  | NA |  | 1 | 0.38 | 0.38
9 | Hepatitis B | HepB | PT Bio Farma (Persero) | Hepatitis B Vaccine Recombinant | Liquid: ready to use | Uniject | 1 | 24 | thiomersal | Intramuscular | 2-8°C | Current | 30 | NA | 12 | 12 | 0 | 0 | 0 |  | NA |  | 3 | 0.38 | 0.38
23 | Hepatitis B | HepB | Centro de Ingenieria Genetica y Biotecnologia | Heberbiovac HB | Liquid: ready to use | Vial | 1 | 48 | thiomersal | Intramuscular | 2-8°C | Current | 30 | NA | 2.76 | 2.76 | 0 | 0 | 0 |  | NA |  | 3 | 0.38 | 0.38
38 | Hepatitis B | HepB | GlaxoSmithKline Biologicals SA | Engerix | Liquid: ready to use | Vial | 1 | 24 | none | Intramuscular | 2-8°C | Current | none | NA | 0 | 0 | 0 | 0 | 0 |  | NA |  | 3 | 0.38 | 0.38
68 | Hepatitis B | HepB | LG Chem Ltd | Euvax B | Liquid: ready to use | Vial | 1 | 36 | thiomersal | Intramuscular | 2-8°C | Current | 30 | NA | 14.53 | 68.5165 | 0 | 0 | 0 |  | NA |  | 3 | 0.38 | 0.38
131 | Hepatitis B | HepB | Serum Institute of India Pvt. Ltd. | Hepatitis B Vaccine (rDNA) (Adult) | Liquid: ready to use | Ampoule or Vial | 1 | 36 | thiomersal | Intramuscular | 2-8°C | Current | 30 | NA | 14.1 | 65.6 | 0 | 0 | 0 |  | NA |  | 3 | 0.38 | 0.38
133 | Hepatitis B | HepB | Serum Institute of India Pvt. Ltd. | Hepatitis B Vaccine (rDNA) (Paedriatic) | Liquid: ready to use | Ampoule or Vial | 1 | 36 | thiomersal | Intramuscular | 2-8°C | Current | 30 | NA | 14.1 | 65.6 | 0 | 0 | 0 |  | NA |  | 3 | 0.638 | 0.638
153 | Hepatitis B | HepB | Shantha Biotechnics Private Limited (A Sanofi Company) | Shanvac-B | Liquid: ready to use | Vial | 1 | 36 | thiomersal | Intramuscular | 2-8°C | Current | 30 | NA | 16.8 | 68.219 | 0 | 0 | 0 |  | NA |  | 3 | 0.638 | 0.638
69 | Hepatitis B | HepB | LG Chem Ltd | Euvax B | Liquid: ready to use | Vial | 2 | 36 | thiomersal | Intramuscular | 2-8°C | Current | 30 | 28 | 7.2 | 7.2 | 0 | 0 | 0 |  | NA |  | 3 | 2.244 | 1.122
154 | Hepatitis B | HepB | Shantha Biotechnics Private Limited (A Sanofi Company) | Shanvac-B | Liquid: ready to use | Vial | 2 | 36 | thiomersal | Intramuscular | 2-8°C | Current | 30 | 28 | 8.05 | 34.1095 | 0 | 0 | 0 |  | NA |  | 3 | 2.244 | 1.122
70 | Hepatitis B | HepB | LG Chem Ltd | Euvax B | Liquid: ready to use | Vial | 6 | 36 | thiomersal | Intramuscular | 2-8°C | Current | 30 | 28 | 4.66 | 4.66 | 0 | 0 | 0 |  | NA |  | 3 | 1.665 | 0.2775
155 | Hepatitis B | HepB | Shantha Biotechnics Private Limited (A Sanofi Company) | Shanvac-B | Liquid: ready to use | Vial | 6 | 36 | thiomersal | Intramuscular | 2-8°C | Current | 30 | 28 | 3.73 | 18.2695 | 0 | 0 | 0 |  | NA |  | 3 | 1.665 | 0.2775
5 | Hepatitis B | HepB | Janssen Vaccines Corp. | Hepavax-Gene | Liquid: ready to use | Vial | 10 | 36 | thiomersal | Intramuscular | 2-8°C | Current: No Routine Production | 30 | 28 | 3.7 | 12.8893 | 0 | 0 | 0 |  | NA |  | 3 | 1.665 | 0.1665
24 | Hepatitis B | HepB | Centro de Ingenieria Genetica y Biotecnologia | Heberbiovac HB | Liquid: ready to use | Vial | 10 | 48 | thiomersal | Intramuscular | 2-8°C | Current | 30 | 28 | 2.76 | 2.76 | 0 | 0 | 0 |  | NA |  | 3 | 1.665 | 0.1665
39 | Hepatitis B | HepB | GlaxoSmithKline Biologicals SA | Engerix | Liquid: ready to use | Vial | 10 | 24 | thiomersal | Intramuscular | 2-8°C | Current | none | 0 | 0 | 0 | 0 | 0 | 0 |  | NA |  | 3 | 1.665 | 0.1665
71 | Hepatitis B | HepB | LG Chem Ltd | Euvax B | Liquid: ready to use | Vial | 10 | 36 | thiomersal | Intramuscular | 2-8°C | Current | 30 | 28 | 4.88 | 12.5613 | 0 | 0 | 0 | Yes | NA | Yes | 3 | 1.665 | 0.1665
130 | Hepatitis B | HepB | Serum Institute of India Pvt. Ltd. | Hepatitis B Vaccine (rDNA) (Adult) | Liquid: ready to use | Vial | 10 | 36 | thiomersal | Intramuscular | 2-8°C | Current | 30 | 28 | 2.122 | 9.84 | 0 | 0 | 0 |  | NA |  | 3 | 1.665 | 0.1665
132 | Hepatitis B | HepB | Serum Institute of India Pvt. Ltd. | Hepatitis B Vaccine (rDNA) (Paediatric) | Liquid: ready to use | Vial | 10 | 36 | thiomersal | Intramuscular | 2-8°C | Current | 30 | 28 | 2.109 | 9.84 | 0 | 0 | 0 | Yes | NA | No | 3 | 0 | 0
156 | Hepatitis B | HepB | Shantha Biotechnics Private Limited (A Sanofi Company) | Shanvac-B | Liquid: ready to use | Vial | 10 | 36 | thiomersal | Intramuscular | 2-8°C | Current | 30 | 28 | 4.36 | 14.9229 | 0 | 0 | 0 |  | NA |  | 3 | 0 | 0
40 | Hepatitis B | HepB | GlaxoSmithKline Biologicals SA | Engerix | Liquid: ready to use | Vial | 20 | 24 | thiomersal | Intramuscular | 2-8°C | Current | none | 28 | 0 | 0 | 0 | 0 | 0 |  | NA |  | 3 | 3.636 | 0.1818
157 | Hepatitis B | HepB | Shantha Biotechnics Private Limited (A Sanofi Company) | Shanvac-B | Liquid: ready to use | Vial | 20 | 36 | thiomersal | Intramuscular | 2-8°C | Current | 30 | 28 | 2.57 | 9.9486 | 0 | 0 | 0 |  | NA |  | 3 | 3.636 | 0.1818
34 | Haemophilus influenzae type b | Hib_liq | Novartis Vaccines and Diagnostics S.r.l. | Vaxem HIB | Liquid: ready to use | Vial | 1 | 36 | none | Intramuscular | 2-8°C | Current | 30 | NA | 13.3875 | 13.4 | 0 | 0 | 0 |  | NA |  | 3 | 3.636 | 3.636
72 | Haemophilus influenzae type b | Hib_liq | Merck Vaccines | Pedvax HIB | Liquid: ready to use | Vial | 1 | 36 | none | Intramuscular | 2-8°C | Current | none | NA | 0 | 0 | 0 | 0 | 0 |  | NA |  | 3 | 3.434 | 3.434
197 | Haemophilus influenzae type b | Hib_liq | Centro de Ingenieria Genetica y Biotecnologia | Quimi-Hib | Liquid: ready to use | Vial | 1 | 36 | thiomersal | Intramuscular | 2-8°C | Current | 14 | NA | 12.4 | 122.4 | 0 | 0 | 0 |  | NA |  | 3 | 3.434 | 3.434
109 | Haemophilus influenzae type b | Hib_lyo | Sanofi Pasteur SA | Act-HIB | Lyophilised active component to be reconstituted with excipient diluent before use | Vial | 1 | 36 | none | Intramuscular or Subcutaneous | 2-8°C | Current | none | NA | 12.66 | 12.66 | 0 | 0 | 0 |  | NA |  | 3 | 30.3 | 30.3
185 | Haemophilus influenzae type b | Hib_lyo | Serum Institute of India Pvt. Ltd. | Hemophilus influenzae type b Conjugated Vaccine | Lyophilised active component to be reconstituted with excipient diluent before use | Vial | 1 | 36 | none | Intramuscular | 2-8°C | Current | 30 | NA | 21.09 | 98.4 | No | 12.528 | 98.4 |  | 2-8°C |  | 3 | 4.5 | 4.5
110 | Haemophilus influenzae type b | Hib_lyo | Sanofi Pasteur SA | Act-HIB | Lyophilised active component to be reconstituted with excipient diluent before use | Two vial set (active + excipient) | 10 | 36 | none | Intramuscular or deep subcutaneous | 2-8°C | Current: No Routine Production | none | 0 | 0 | 0 | 0 | 0 | 0 |  | NA |  | 3 | 4.5 | 0.45
178 | Human Papillomavirus (Ninevalent) | HPV | Merck Sharp & Dohme LLC | Gardasil 9 | Liquid: ready to use | Vial (UNICEF: 10 single dose vials) | 1 | 36 | none | Intramuscular | 2-8°C | Current | 30 | NA | 18.4 | 21.1605 | 0 | 0 | 0 | Yes | NA | Yes | 2 | 4.5 | 4.5
178 | Human Papillomavirus (Ninevalent) | HPV | Merck Sharp & Dohme LLC | Gardasil 9 | Liquid: ready to use | Vial (PAHO: 10 single dose vials) | 1 | 36 | none | Intramuscular | 2-8°C | Current | 30 | NA | 15.11 | 21.1605 | 0 | 0 | 0 | Yes | NA | Yes | 2 | 4.5 | 4.5
178 | Human Papillomavirus (Quadrivalent) | HPV | Merck Sharp & Dohme LLC | Gardasil | Liquid: ready to use | Vial (10 single dose vials) | 1 | 36 | none | Intramuscular | 2-8°C | Current | 30 | NA | 15 | 21.1605 | 0 | 0 | 0 | Yes | NA | Yes | 2 | 4.5 | 4.5
179 | Human Papillomavirus (Bivalent) | HPV | GlaxoSmithKline Biologicals SA | Cervarix | Liquid: ready to use | Vial | 1 | 48 | none | Intramuscular | 2-8°C | Current | 30 | NA | 9.681 | 15.2292 | 0 | 0 | 0 | Yes | NA |  | 2 | 6 | 6
180 | Human Papillomavirus (Bivalent) | HPV | GlaxoSmithKline Biologicals SA | Cervarix | Liquid: ready to use | Vial (100 vials/box) | 2 | 48 | none | Intramuscular | 2-8°C | Current | 30 | 0 | 4.841 | 7.6146 | 0 | 0 | 0 | Yes | NA |  | 2 | 10.36 | 5.18
180 | Human Papillomavirus (Bivalent) | HPV | GlaxoSmithKline Biologicals SA | Cervarix | Liquid: ready to use | Vial (10 vials/box) | 2 | 48 | none | Intramuscular | 2-8°C | Current | 30 | 0 | 5.7 | 7.6146 | 0 | 0 | 0 | Yes | NA |  | 2 | 10.36 | 5.18
371 | Human Papillomavirus (Bivalent) | HPV | Xiamen Innovax Biotech Co. Ltd. | Cecolin® | Liquid: ready to use | Vial (10 single-dose vials/box) | 1 | 36 | none | Intramuscular | 2-8°C | Current | 14 | NA | 14.29 | 20.3463 | 0 | 0 | 0 | Yes | NA |  | 2 | 4.5 | 4.5
201 | Influenza, seasonal | Influenza | Sanofi Pasteur-USA | Fluzone | Liquid: ready to use | Vial | 1 | 18 | none | Intramuscular | 2-8°C | Current | none | NA | 18.36 | 22.3886 | 0 | 0 | 0 |  | NA |  | 2 | #N/A | #N/A
233 | Influenza, seasonal | Influenza | Green Cross Corporation | GC FLU inj | Liquid: ready to use | Vial | 1 | 12 | none | Intramuscular | 2-8°C | Current | 7 | NA | 13.93 | 290.1768 | 0 | 0 | 0 |  | NA |  | 1 | #N/A | #N/A
284 | Influenza, seasonal | Influenza | Serum Institute of India Pvt. Ltd. | Nasovac-S Influenza Vaccine, Live, Attenuated (Human) | Lyophilised active component to be reconstituted with excipient diluent before use | Vial + Ampoule | 1 | 0 | none | Intranasal | 2-8°C | Current | 2 | NA | 17.575 | 98.4 | No | 0 | 0 |  | NA |  | 1 | #N/A | #N/A
292 | Influenza, seasonal | Influenza | Hualan Biological Bacterin Co., Ltd | Influenza Vaccine (Split virion, inactivated) | Liquid: ready to use | Vial | 1 | 12 | none | Intramuscular | 2-8°C | Current | 7 | NA | 0 | 40.0446 | 0 | 0 | 0 |  | NA |  | 1 | #N/A | #N/A
192 | Influenza, seasonal | Influenza | GlaxoSmithKline Biologicals SA | FluLaval | Liquid: ready to use | Vial | 10 | 12 | thiomersal | Intramuscular | 2-8°C | Current | 7 | 28 | 7.32 | 7.32 | 0 | 0 | 0 |  | NA |  | 1 | #N/A | #N/A
199 | Influenza, seasonal | Influenza | Seqirus Vaccines Limited | Fluvirin | Liquid: ready to use | Vial | 10 | 12 | thiomersal | Intramuscular | 2-8°C | Current | none | 28 | 53.3 | 5.9889 | 0 | 0 | 0 |  | NA |  | 1 | #N/A | #N/A
202 | Influenza, seasonal | Influenza | Sanofi Pasteur-USA | Fluzone | Liquid: ready to use | Vial | 10 | 18 | thiomersal | Intramuscular | 2-8°C | Current | none | 28 | 5.8 | 8.619 | 0 | 0 | 0 |  | NA |  | 1 | #N/A | #N/A
238 | Influenza, seasonal | Influenza | Sanofi Pasteur SA | Vaxigrip | Liquid: ready to use | Vial | 10 | 12 | thiomersal | Intramuscular or Subcutaneous | 2-8°C | Current | 7 | 28 | 2.4 | 2.8475 | 0 | 0 | 0 |  | NA |  | 1 | #N/A | #N/A
256 | Influenza, seasonal | Influenza | Green Cross Corporation | GC FLU Multi inj. | Liquid: ready to use | Vial | 10 | 12 | thiomersal | Intramuscular | 2-8°C | Current | 7 | 28 | 3.76 | 19.3451 | 0 | 0 | 0 |  | NA |  | 1 | #N/A | #N/A
316 | Influenza, seasonal | Influenza | Seqirus Vaccines Limited | AGRIFLU | Liquid: ready to use | Vial | 10 | 12 | thiomersal | Intramuscular | 2-8°C | Current | 2 | 28 | 52.92 | 5.843 | 0 | 0 | 0 |  | NA |  | 1 | #N/A | #N/A
295 | Influenza, seasonal Quadrivalent | Influenza (Quadrivalent) | Sanofi Pasteur-USA | Fluzone Quadrivalent | Liquid: ready to use | Vial | 1 | 18 | none | Intramuscular | 2-8°C | Current | 2 | NA | 18.4 | 19.4616 | 0 | 0 | 0 |  | NA |  | 1 | #N/A | #N/A
307 | Influenza, seasonal Quadrivalent | Influenza (Quadrivalent) | Green Cross Corporation | GCFLU Quadrivalent inj. | Liquid: ready to use | Vial | 1 | 12 | none | Intramuscular | 2-8°C | Current | 7 | NA | 13.9 | 76.7794 | 0 | 0 | 0 |  | NA |  | 1 | #N/A | #N/A
296 | Influenza, seasonal Quadrivalent | Influenza (Quadrivalent) | Sanofi Pasteur-USA | Fluzone Quadrivalent | Liquid: ready to use | Vial | 10 | 18 | thiomersal | Intramuscular | 2-8°C | Current | 2 | 28 | 5.4 | 7.2201 | 0 | 0 | 0 |  | NA |  | 1 | 2.8 | 0.28
331 | Influenza, seasonal Quadrivalent | Influenza (Quadrivalent) | Green Cross Corporation | GCFLU Quadrivalent Multi inj. | Liquid: ready to use | Vial | 10 | 12 | thiomersal | Intramuscular | 2-8°C | Current | 7 | 0 | 3.76 | 76.7794 | 0 | 0 | 0 |  | NA |  | 1 | 2.8 | 0.28
219 | Polio Vaccine - Inactivated (IPV) | IPV | GlaxoSmithKline Biologicals SA | Poliorix | Liquid: ready to use | Vial | 1 | 36 | 2-phenoxyethanol | Intramuscular | 2-8°C | Current | 14 | NA | 9.681 | 15.4158 | 0 | 0 | 0 |  | NA |  | 3 | 2.8 | 2.8
230 | Polio Vaccine - Inactivated (IPV) | IPV | Bilthoven Biologicals | Poliomyelitis vaccine | Liquid: ready to use | Vial | 1 | 36 | 2-phenoxyethanol | Intramuscular or Subcutaneous | 2-8°C | Current | 7 | NA | 15.7 | 130.5589 | 0 | 0 | 0 | No | NA | No | 3 | 2.8 | 2.8
231 | Polio Vaccine - Inactivated (IPV) | IPV | AJ Vaccines A/S | IPV Vaccine SSI | Liquid: ready to use | Vial | 1 | 36 | none | Intramuscular or Subcutaneous | 2-8°C | Current | 7 | NA | 12.94 | 101.4 | 0 | 0 | 0 |  | NA |  | 3 | 2.8 | 2.8
325 | Polio Vaccine - Inactivated (IPV) | IPV | Serum Institute of India Pvt. Ltd. | Poliomyelitis Vaccine (Inactivated) | Liquid: ready to use | Vial | 1 | 36 | 2-phenoxyethanol | Intramuscular or Subcutaneous | 2-8°C | Current | 7 | NA | 17.575 | 86.4 | 0 | 0 | 0 |  | NA |  | 3 | 2.8 | 2.8
363 | Polio Vaccine - Inactivated (IPV) | IPV | LG Chem Ltd | Eupolio Inj. | Liquid: ready to use | Vial | 1 | 36 | none | Intramuscular | 2-8°C | Current | 7 | NA | 13.57 | 78.88 | 0 | 0 | 0 |  | NA |  | 3 | 2.8 | 2.8
220 | Polio Vaccine - Inactivated (IPV) | IPV | GlaxoSmithKline Biologicals SA | Poliorix | Liquid: ready to use | Vial | 2 | 36 | 2-phenoxyethanol | Intramuscular | 2-8°C | Current | 14 | 0 | 4.841 | 7.7079 | 0 | 0 | 0 |  | NA |  | 3 | 9.5 | 4.75
324 | Polio Vaccine - Inactivated (IPV) | IPV | Serum Institute of India Pvt. Ltd. | Poliomyelitis Vaccine (Inactivated) | Liquid: ready to use | Vial | 2 | 36 | 2-phenoxyethanol | Intramuscular or Subcutaneous | 2-8°C | Current | 7 | 28 | 8.787 | 43.2 | 0 | 0 | 0 |  | NA |  | 3 | 9.5 | 4.75
283 | Polio Vaccine - Inactivated (IPV) | IPV | Bilthoven Biologicals | Poliomyelitis vaccine multidose, suspension for injection 2.5 mL | Liquid: ready to use | Vial | 5 | 36 | 2-phenoxyethanol | Intramuscular or Subcutaneous | 2-8°C | Current | 7 | 28 | 4 | 8.9714 | 0 | 0 | 0 |  | NA |  | 3 | 9.75 | 1.95
289 | Polio Vaccine - Inactivated (IPV) | IPV | Serum Institute of India Pvt. Ltd. | Poliomyelitis Vaccine (Inactivated) | Liquid: ready to use | Vial | 5 | 36 | 2-phenoxyethanol | Intramuscular or Subcutaneous | 2-8°C | Current | 7 | 28 | 3.515 | 17.28 | 0 | 0 | 0 |  | NA |  | 3 | 9.75 | 1.95
232 | Polio Vaccine - Inactivated (IPV) | IPV | AJ Vaccines A/S | Picovax | Liquid: ready to use | Vial | 5 | 24 | 2-phenoxyethanol | Intramuscular | 2-8°C | Current | 7 | 28 | 6.82 | 26.956 | 0 | 0 | 0 |  | NA |  | 3 | 9.75 | 1.95
369 | Polio Vaccine - Inactivated (IPV) | IPV | LG Chem Ltd | Eupolio Inj. | Liquid: ready to use | Vial | 5 | 36 | 2-phenoxyethanol | Intramuscular | 2-8°C | Current | 7 | 28 | 2.97 | 16.78 | 0 | 0 | 0 |  | NA |  | 3 | 9.75 | 1.95
| Polio Vaccine - Inactivated (IPV) | IPV | Sanofi Healthcare India Private Limited | ShanIPV™ | Liquid: ready to use | Vial | 5 | 36 | 2-phenoxyethanol | Intramuscular or Subcutaneous | 2-8°C | Current | 11 | 28 | 6.08 | 41.78 | 0 | 0 | 0 |  | NA |  | 3 | 9.75 | 1.95
98 | Polio Vaccine - Inactivated (IPV) | IPV | Sanofi Pasteur SA | IMOVAX POLIO | Liquid: ready to use | Vial | 10 | 36 | 2-phenoxyethanol | Intramuscular or Subcutaneous | 2-8°C | Current | 7 | 28 | 2.46 | 2.46 | 0 | 0 | 0 |  | NA |  | 3 | 22.4 | 2.24
| Polio Vaccine - Inactivated (IPV) | IPV | Sanofi Healthcare India Private Limited | ShanIPV™ | Liquid: ready to use | Vial | 10 | 36 | 2-phenoxyethanol | Intramuscular or Subcutaneous | 2-8°C | Current | 11 | 28 | 3.04 | 20.89 | 0 | 0 | 0 |  | NA |  | 3 |  | 0
| Polio Vaccine - Inactivated Sabin (sIPV) | sIPV | Beijing Institute of Biological Products Co., Ltd. | Poliomyelitis Vaccine (Vero Cell), Inactivated, Sabin Strains | Liquid: ready to use | Vial | 1 | 24 | none | Intramuscular | 2-8°C | Current | 7 | NA | 21.18 | 28.9 | 0 | 0 | 0 |  | NA |  | 3 |  | 0
| Polio Vaccine - Inactivated Sabin (sIPV) | sIPV | Sinovac Biotech Co. Ltd | Poliomyelitis Vaccine (Vero Cell), Inactivated, Sabin Strains | Liquid: ready to use | Vial | 1 | 24 | none | Intramuscular | 2-8°C | Current | 7 | NA | 12.2 | 90 | 0 | 0 | 0 |  | NA |  | 3 |  | 0
263 | Japanese Encephalitis Vaccine (Inactivated) | JE_liq | Biological E. Limited | JEEV Pediatric | Liquid: ready to use | Vial | 1 | 36 | none | Intramuscular | 2-8°C | Current | 14 | NA | 14.7 | 93.082 | 0 | 0 | 0 | Yes | NA |  | 3 | 1.8 | 1.8
321 | Japanese Encephalitis Vaccine (Inactivated) | JE_liq | Biological E. Limited | JEEV Pediatric | Liquid: ready to use | Vial | 5 | 24 | none | Intramuscular | 2-8°C | Current | 14 | 28 | 2.9 | 19.58 | 0 | 0 | 0 | Yes | NA |  | 3 | 6.5 | 1.3
271 | Japanese Encephalitis Vaccine (live, attenuated) | JE_lyo | Chengdu Institute of Biological Products Co.,Ltd | Japanese Encephalitis Vaccine Live (SA14-14-2) | Lyophilised active component to be reconstituted with excipient diluent before use | Two vial set (active + excipient) | 1 | 24 | none | Subcutaneous | 2-8°C | Current | 14 | NA | 21.2 | 197.1 | No | 0 | 0 |  | NA |  | 3 | 1.34 | 1.34
276 | Japanese Encephalitis Vaccine (live, attenuated) | JE_lyo | GPO-MBP Co., Ltd. | IMOJEV MD | Lyophilised active component to be reconstituted with excipient diluent before use | Two vial set (active + excipient) | 4 | 36 | none | Subcutaneous | 2-8°C | Current | 14 | 0 | 2.5 | 12.5733 | No | 0 | 0 |  | 2-8°C |  | 3 | 4.3 | 1.075
272 | Japanese Encephalitis Vaccine (live, attenuated) | JE_lyo | Chengdu Institute of Biological Products Co.,Ltd | Japanese Encephalitis Vaccine Live (SA14-14-2) | Lyophilised active component to be reconstituted with excipient diluent before use | Two vial set (active + excipient) | 5 | 24 | none | Subcutaneous | 2-8°C | Current | 14 | 0 | 4.2 | 39.42 | No | 0 | 0 |  | NA |  | 3 | 2.2 | 0.44
145 | Measles | Measles | Serum Institute of India Pvt. Ltd. | Measles Vaccine, Live, Attenuated | Lyophilised active component to be reconstituted with excipient diluent before use | Vial | 1 | 24 | none | Subcutaneous | 2-8°C | Current | 14 | NA | 21.09 | 98.4 | No | 12.528 | 0 |  | 2-8°C |  | 2 | 3.243 | 3.243
146 | Measles | Measles | Serum Institute of India Pvt. Ltd. | Measles Vaccine, Live, Attenuated | Lyophilised active component to be reconstituted with excipient diluent before use | Vial | 2 | 24 | none | Subcutaneous | 2-8°C | Current | 14 | 0 | 10.545 | 49.2 | No | 6.264 | 0 |  | 2-8°C |  | 2 | 2.65 | 1.325
147 | Measles | Measles | Serum Institute of India Pvt. Ltd. | Measles Vaccine, Live, Attenuated | Lyophilised active component to be reconstituted with excipient diluent before use | Vial | 5 | 24 | none | Subcutaneous | 2-8°C | Current | 14 | 0 | 4.218 | 19.68 | No | 5.481 | 0 |  | 2-8°C |  | 2 | 2.4 | 0.48
17 | Measles | Measles | PT Bio Farma (Persero) | Measles vaccine | Lyophilised active component to be reconstituted with excipient diluent before use | Vial | 10 | 36 | none | Subcutaneous | 2-8°C | Current | 14 | 0 | 1.3 | 1.3 | No | 0 | 0 |  | NA |  | 2 | 3.6 | 0.36
106 | Measles | Measles | Sanofi Pasteur SA | ROUVAX | Lyophilised active component to be reconstituted with excipient diluent before use | Vial | 10 | 36 | none | Intramuscular or Subcutaneous | 2-8°C | Current | 14 | 0 | 2.31 | 2.31 | No | 0 | 0 |  | NA |  | 2 | 3.6 | 0.36
148 | Measles | Measles | Serum Institute of India Pvt. Ltd. | Measles Vaccine, Live, Attenuated | Lyophilised active component to be reconstituted with excipient diluent before use | Vial | 10 | 24 | none | Subcutaneous | 2-8°C | Current | 14 | 0 | 2.109 | 9.84 | No | 3.1424 | 0 |  | 2-8°C |  | 2 | 3.6 | 0.36
252 | Measles | Measles | PT Bio Farma (Persero) | Measles vaccine | Lyophilised active component to be reconstituted with excipient diluent before use | Vial | 20 | 36 | none | Subcutaneous | 2-8°C | Current | 14 | 0 | 1.65 | 1.65 | No | 0 | 0 |  | NA |  | 2 | #N/A | #N/A
196 | Meningococcal A Conjugate | Men-A | Serum Institute of India Pvt. Ltd. | MenAfriVac A Conjugate Vaccine | Lyophilised active component to be reconstituted with excipient diluent before use | Vial + Ampoule | 10 | 36 | thiomersal | Intramuscular | 2-8°C | Current | 30 | 0 | 2.109 | 9.84 | No | 3.1059 | 0 |  | 2-8°C |  | 1 | 8.5 | 0.85
286 | Meningococcal A Conjugate (paediatric) | Men-A (paediatric) | Serum Institute of India Pvt. Ltd. | MenAfriVac 5 micrograms | Lyophilised active component to be reconstituted with excipient diluent before use | Vial + Ampoule | 10 | 36 | thiomersal | Intramuscular | 2-8°C | Current | 30 | 0 | 2.109 | 9.84 | No | 3.1059 | 14.5485 |  | 2-8°C |  | 2 | 6.5 | 0.65
113 | Meningococcal A+C | Men-A+C | Sanofi Pasteur SA | POLYSACCHARIDE MENINGOCOCCAL A+C VACCINE | Lyophilised active component to be reconstituted with excipient diluent before use | Two vial set (active + excipient) | 10 | 36 | none | Intramuscular | 2-8°C | Current | 30 | 0 | 2.31 | 2.31 | No | 2.3184 | 0 |  | 2-8°C |  | #N/A | #N/A | #N/A
267 | Meningococcal ACYW-135 (conjugate vaccine) | Men-ACYW-135 | Novartis Vaccines and Diagnostics S.r.l. | Menveo | Lyophilised active component to be reconstituted with liquid active component before use | Two vial set (active + active) | 1 | 36 | none | Intramuscular | 2-8°C | Current | 14 | NA | 32.6 | 32.0625 | 0 | 0 | 0 |  | NA |  | #N/A | #N/A | #N/A
269 | Meningococcal ACYW-135 (conjugate vaccine) | Men-ACYW-135 | Sanofi Pasteur-USA | Menactra | Liquid: ready to use | Vial | 1 | 24 | none | Intramuscular | 2-8°C | Current | 7 | NA | 20.48 | 128.0154 | 0 | 0 | 0 |  | NA |  | #N/A | #N/A | #N/A
301 | Meningococcal ACYW-135 (conjugate vaccine) | Men-ACYW-135 | Pfizer | Nimenrix | Lyophilised active component to be reconstituted with excipient diluent before use | Vial + Ampoule | 1 | 36 | none | Intramuscular | 2-8°C | Current | 30 | NA | 9.68 | 15.4158 | No | 10.2959 | 11.6773 |  | 2-8°C |  | #N/A | 2.37 | 2.37
| Meningococcal ACYW-135 Tetanus Toxoid (conjugate vaccine) | Men-ACYW-135 | Sanofi Pasteur Inc. | MenQuadfi | Liquid: ready to use | Vial | 1 | 48 | none | Intramuscular | 2-8°C | Current | 14 | NA | 14.38 | 20.51 | 0 | 0 | 0 |  | NA |  | #N/A | #N/A | #N/A
262 | Meningococcal ACYW-135 (polysaccharide) | Men-ACYW-135 (polysaccharide) | Sanofi Pasteur-USA | Menomune | Lyophilised active component to be reconstituted with excipient diluent before use | Two vial set (active + excipient) | 10 | 24 | thiomersal | Subcutaneous | 2-8°C | Current | 30 | 28 | 11.13 | 12.2556 | Yes | 0 | 0 |  | 2-8°C |  | #N/A | 2.37 | 0.237
| Menigococcal ACYWX (Polysaccharide conjugate) | Men-ACYW | Serum Institute of India Pvt. Ltd. | MenFive™ | Lyophilised active component to be reconstituted with excipient diluent before use | Vial + Ampoule | 1 | 36 | none | Intramuscular | 2-8°C | Current | 30 | NA | 15.81 | 20.22 | Yes | 12.18 | 16.12 |  | 2-8°C |  |  | 3 | 3
| Menigococcal ACYWX (Polysaccharide conjugate) | Men-ACYW | Serum Institute of India Pvt. Ltd. | MenFive™ | Lyophilised active component to be reconstituted with excipient diluent before use | Vial + Ampoule | 5 | 36 | none | Intramuscular | 2-8°C | Current | 30 | 0 |  |  | Yes | [6 empty] | 14 | 2.8
61 | Measles, Mumps and Rubella | MMR | GlaxoSmithKline Biologicals SA | Priorix | Lyophilised active component to be reconstituted with excipient diluent before use | Vial | 1 | 24 | none | Intramuscular or Subcutaneous | 2-8°C | Current | 7 | NA | 9.6 | 15.2292 | No | 25.65 | 31.2 |  | 2-8°C |  | 2 | 2.37 | 2.37
107 | Measles, Mumps and Rubella | MMR | Sanofi Pasteur SA | TRIMOVAX MÉRIEUX | Lyophilised active component to be reconstituted with excipient diluent before use | Vial | 1 | 24 | none | Intramuscular or Subcutaneous | 2-8°C | Current | none | NA | 11.72 | 11.72 | No | 0 | 0 |  | NA |  | 2 | 2.37 | 2.37
141 | Measles, Mumps and Rubella | MMR | Serum Institute of India Pvt. Ltd. | Measles, Mumps and Rubella Vaccine, Live, Attenuated | Lyophilised active component to be reconstituted with excipient diluent before use | Vial | 1 | 24 | none | Subcutaneous | 2-8°C | Current | 14 | NA | 21.09 | 98.4 | No | 12.528 | 0 |  | 2-8°C |  | 2 | 4 | 4
167 | Measles, Mumps and Rubella | MMR | Merck Vaccines | rHA M-M-R II | Lyophilised active component to be reconstituted with excipient diluent before use | Vial | 1 | 24 | none | Intramuscular | 2-8°C | Current | 7 | NA | 15 | 19.9219 | No | 0 | 0 |  | NA |  | 2 | 4 | 4
142 | Measles, Mumps and Rubella | MMR | Serum Institute of India Pvt. Ltd. | Measles, Mumps and Rubella Vaccine, Live, Attenuated | Lyophilised active component to be reconstituted with excipient diluent before use | Vial | 2 | 24 | none | Subcutaneous | 2-8°C | Current | 14 | 0 | 10.545 | 49.2 | No | 6.264 | 0 |  | 2-8°C |  | 2 | 5.73 | 2.865
251 | Measles, Mumps and Rubella | MMR | GlaxoSmithKline Biologicals SA | Priorix | Lyophilised active component to be reconstituted with excipient diluent before use | Vial | 2 | 24 | none | Intramuscular or Subcutaneous | 2-8°C | Current | 7 | 0 | 4.8 | 7.6146 | No | 12.825 | 15.6 |  | 2-8°C |  | 2 | 11.3 | 5.65
143 | Measles, Mumps and Rubella | MMR | Serum Institute of India Pvt. Ltd. | Measles, Mumps and Rubella Vaccine, Live, Attenuated | Lyophilised active component to be reconstituted with excipient diluent before use | Vial | 5 | 24 | none | Subcutaneous | 2-8°C | Current | 14 | 0 | 4.218 | 19.68 | No | 5.481 | 0 | No | 2-8°C | No | 2 | 11.3 | 2.26
108 | Measles, Mumps and Rubella | MMR | Sanofi Pasteur SA | TRIMOVAX MÉRIEUX | Lyophilised active component to be reconstituted with excipient diluent before use | Vial | 10 | 24 | none | Intramuscular or Subcutaneous | 2-8°C | Current | 14 | 0 | 2.31 | 2.31 | No | 0 | 0 |  | NA |  | 2 | 1.08 | 0.108
144 | Measles, Mumps and Rubella | MMR | Serum Institute of India Pvt. Ltd. | Measles, Mumps and Rubella Vaccine, Live, Attenuated | Lyophilised active component to be reconstituted with excipient diluent before use | Vial | 10 | 24 | none | Subcutaneous | 2-8°C | Current | 14 | 0 | 2.109 | 9.84 | No | 3.1424 | 0 |  | 2-8°C |  | 2 | 2.156 | 0.2156
181 | Polio Vaccine - Oral (OPV) Monovalent Type 1 | mOPV1 | GlaxoSmithKline Biologicals SA | Polio Sabin Mono T1 | Liquid: ready to use | Vial | 10 | 24 | none | Oral | -20°C | Current | 2 | 28 | 0.97 | 3.978 | 0 | 0 | 0 |  | NA |  | 2 | 2.156 | 0.2156
115 | Polio Vaccine - Oral (OPV) Monovalent Type 1 | mOPV1 | Sanofi Pasteur SA | ORAL MONOVALENT TYPE 1 POLIOMYELITIS VACCINE | Liquid: ready to use | Vial | 20 | 24 | none | Oral | -20°C | Current | 2 | 28 | 0.48 | 0.48 | 0 | 0 | 0 |  | NA |  | 2 | 2.156 | 0.1078
182 | Polio Vaccine - Oral (OPV) Monovalent Type 1 | mOPV1 | GlaxoSmithKline Biologicals SA | Polio Sabin Mono T1 | Liquid: ready to use | Vial | 20 | 24 | none | Oral | -20°C | Current | 2 | 28 | 0.48 | 1.989 | 0 | 0 | 0 |  | NA |  | 2 | 2.156 | 0.1078
186 | Polio Vaccine - Oral (OPV) Monovalent Type 1 | mOPV1 | Haffkine Bio Pharmaceutical Corporation Ltd | Monovalent type 1 Oral Poliomyelitis vaccine, IP (mOPV1) | Liquid: ready to use | Vial | 20 | 24 | none | Oral | -20°C | Current | 2 | 28 | 0.94 | 4.2141 | 0 | 0 | 0 |  | NA |  | 2 | 1.08 | 0.054
189 | Polio Vaccine - Oral (OPV) Monovalent Type 1 | mOPV1 | PT Bio Farma (Persero) | Monovalent Oral Poliomyelitis Vaccine Type 1 (mOPV1) | Liquid: ready to use | Vial | 20 | 24 | none | Oral | -20°C | Current | 2 | 28 | 0.55 | 4.1437 | 0 | 0 | 0 |  | NA |  | 2 | 2.156 | 0.1078
235 | Polio Vaccine - Oral (OPV) Monovalent Type 2 | mOPV2 | GlaxoSmithKline Biologicals SA | Polio Sabin Mono Two (oral) | Liquid: ready to use | Vial | 10 | 24 | none | Oral | -20°C | Current | 2 | 28 | 0.97 | 7.7074 | 0 | 0 | 0 |  | NA |  | 2 | 2.156 | 0.2156
234 | Polio Vaccine - Oral (OPV) Monovalent Type 2 | mOPV2 | GlaxoSmithKline Biologicals SA | Polio Sabin Mono Two (oral) | Liquid: ready to use | Vial | 20 | 24 | none | Oral | -20°C | Current | 2 | 28 | 0.48 | 3.8537 | 0 | 0 | 0 |  | NA |  | 2 | 1.375 | 0.06875
299 | Polio Vaccine - Oral (OPV) Monovalent Type 2 | mOPV2 | Sanofi Pasteur SA | ORAL MONOVALENT TYPE 2 POLIOMYELITIS VACCINE (mOPV2) | Liquid: ready to use | Vial | 20 | 24 | none | Oral | -20°C | Current | 2 | 28 | 0.49 | 2.4182 | 0 | 0 | 0 |  | NA |  | 2 | 2.75 | 0.1375
227 | Polio Vaccine - Oral (OPV) Monovalent Type 3 | mOPV3 | GlaxoSmithKline Biologicals SA | Polio Sabin Mono Three (oral) | Liquid: ready to use | Vial | 10 | 24 | none | Oral | -20°C | Current | 2 | 28 | 0.97 | 3.978 | 0 | 0 | 0 |  | NA |  | 2 | 2.75 | 0.275
228 | Polio Vaccine - Oral (OPV) Monovalent Type 3 | mOPV3 | GlaxoSmithKline Biologicals SA | Polio Sabin Mono Three (oral) | Liquid: ready to use | Vial | 20 | 24 | none | Oral | -20°C | Current | 2 | 28 | 0.48 | 1.989 | 0 | 0 | 0 |  | NA |  | 2 | 5.7456 | 0.28728
300 | Polio Vaccine - Oral (OPV) Monovalent Type 3 | mOPV3 | Sanofi Pasteur SA | ORAL MONOVALENT TYPE 3 POLIOMYELITIS VACCINE | Liquid: ready to use | Vial | 20 | 24 | none | Oral | -20°C | Current | 2 | 28 | 0.49 | 2.4182 | 0 | 0 | 0 |  | NA |  | 2 | 5.7456 | 0.28728
137 | Measles and Rubella | MR | Serum Institute of India Pvt. Ltd. | Measles and Rubella Vaccine, Live, Attenuated | Lyophilised active component to be reconstituted with excipient diluent before use | Vial | 1 | 24 | none | Subcutaneous | 2-8°C | Current | 14 | NA | 21.09 | 98.4 | No | 12.528 | 0 |  | 2-8°C |  | 2 | 4.6656 | 4.6656
343 | Measles and Rubella | MR | Biological E. Limited | Measles and Rubella Vaccine (Live) | Lyophilised active component to be reconstituted with excipient diluent before use | Vial + Ampoule | 1 | 24 | none | Subcutaneous | 2-8°C | Current | 14 | NA | 14.09 | 71.487 | No | 7.8 | 9.3347 |  | 2-8°C |  | 2 | 2.5056 | 2.5056
138 | Measles and Rubella | MR | Serum Institute of India Pvt. Ltd. | Measles and Rubella Vaccine, Live, Attenuated | Lyophilised active component to be reconstituted with excipient diluent before use | Vial | 2 | 24 | none | Subcutaneous | 2-8°C | Current | 14 | 0 | 10.545 | 49.2 | No | 6.264 | 0 |  | 2-8°C |  | 2 | 2.5056 | 1.2528
139 | Measles and Rubella | MR | Serum Institute of India Pvt. Ltd. | Measles and Rubella Vaccine, Live, Attenuated | Lyophilised active component to be reconstituted with excipient diluent before use | Vial | 5 | 24 | none | Subcutaneous | 2-8°C | Current | 14 | 0 | 4.218 | 19.68 | No | 5.481 | 0 |  | 2-8°C |  | 2 | 4.7 | 0.94
344 | Measles and Rubella | MR | Biological E. Limited | Measles and Rubella Vaccine (Live) | Lyophilised active component to be reconstituted with excipient diluent before use | Vial + Ampoule | 5 | 24 | none | Subcutaneous | 2-8°C | Current | 14 | 0 | 2.67 | 14.2974 | No | 3.25 | 3.6465 |  | 2-8°C |  | 2 | 4.7 | 0.94
140 | Measles and Rubella | MR | Serum Institute of India Pvt. Ltd. | Measles and Rubella Vaccine, Live, Attenuated | Lyophilised active component to be reconstituted with excipient diluent before use | Vial | 10 | 24 | none | Subcutaneous | 2-8°C | Current | 14 | 0 | 2.109 | 9.84 | No | 3.1424 | 0 | No | 2-8°C | No | 2 | 7.8 | 0.78
345 | Measles and Rubella | MR | Biological E. Limited | Measles and Rubella Vaccine (Live) | Lyophilised active component to be reconstituted with excipient diluent before use | Vial + Ampoule | 10 | 24 | none | Subcutaneous | 2-8°C | Current | 14 | 0 | 1.78 | 8.9359 | No | 2.12 | 2.3581 |  | 2-8°C |  | 2 | 7.8 | 0.78
116 | cholera: inactivated oral | OCV | Valneva Sweden AB | Dukoral | Liquid: ready to use | Vial + Buffer Sachet | 1 | 36 | none | Oral | 2-8°C | Current | none | NA | 136 | 136 | Yes | 0 | 0 |  | NA |  | 2 | 2.035 | 2.035
249 | cholera: inactivated oral | OCV | Shantha Biotechnics Private Limited (A Sanofi Company) | Shanchol | Liquid: ready to use | Vial | 1 | 30 | thiomersal | Oral | 2-8°C | Current | 30 | NA | 16.8 | 63.261 | 0 | 0 | 0 |  | NA |  | 0 | 3.13 | 3.13
298 | cholera: inactivated oral | OCV | EuBiologics Co., Ltd. | Euvichol | Liquid: ready to use | Vial | 1 | 24 | none | Oral | 2-8°C | Current | 30 | NA | 11 | 64.5975 | 0 | 0 | 0 |  | NA |  | 0 | 1.28 | 1.28
336 | cholera: inactivated oral | OCV | EuBiologics Co., Ltd. | Euvichol-Plus | Liquid: ready to use | Plastic Tube | 1 | 24 | none | Oral | 2-8°C | Current | 30 | NA | 7.85 | 38.6641 | 0 | 0 | 0 |  | NA |  | 0 | 1.28 | 1.28
191 | Pneumococcal (conjugate) | PCV10 | GlaxoSmithKline Biologicals SA | Synflorix | Liquid: ready to use | Vial | 1 | 48 | none | Intramuscular | 2-8°C | Current | 30 | NA | 9.681 | 15.2292 | 0 | 0 | 0 |  | NA |  | 3 | 7 | 7
350 | Pneumococcal (conjugate) | PCV10 | Serum Institute of India Pvt. Ltd. | PNEUMOSIL | Liquid: ready to use | Vial | 1 | 36 | none | Intramuscular or Subcutaneous | 2-8°C | Current | 30 | NA | 17.575 | 86.4 | 0 | 0 | 0 | Yes | NA |  | 3 | 2.9 | 2.9
198 | Pneumococcal (conjugate) | PCV10 | GlaxoSmithKline Biologicals SA | Synflorix | Liquid: ready to use | Vial | 2 | 48 | none | Intramuscular | 2-8°C | Current | 30 | 0 | 4.8 | 7.6146 | 0 | 0 | 0 |  | NA |  | 3 | 13 | 6.5
318 | Pneumococcal (conjugate) | PCV10 | GlaxoSmithKline Biologicals SA | Synflorix | Liquid: ready to use | Vial | 4 | 36 | 2-phenoxyethanol | Intramuscular | 2-8°C | Current | 30 | 28 | 2.4 | 3.5417 | 0 | 0 | 0 |  | NA |  | 3 | 12.2 | 3.05
351 | Pneumococcal (conjugate) | PCV10 | Serum Institute of India Pvt. Ltd. | PNEUMOSIL | Liquid: ready to use | Vial | 5 | 36 | thiomersal | Intramuscular | 2-8°C | Current | 30 | 28 | 3.515 | 1.728 | 0 | 0 | 0 | Yes | NA |  | 3 | 10 | 2
221 | Pneumococcal (conjugate) | PCV13 | Pfizer | Prevenar 13 | Liquid: ready to use | Vial | 1 | 36 | none | Intramuscular | 2-8°C | Current | 30 | NA | 12 | 12 | 0 | 0 | 0 |  | NA |  | 3 | 3.3 | 3.3
317 | Pneumococcal (conjugate) | PCV13 | Pfizer | Prevenar 13 Multidose Vial | Liquid: ready to use | Vial | 4 | 24 | 2-phenoxyethanol | Intramuscular | 2-8°C | Current | 30 | 28 | 3.6 | 36.2758 | 0 | 0 | 0 |  | NA |  | 3 | 11.6 | 2.9
27 | Rabies | Rabies | Chiron Behring Vaccines Private Ltd. | Rabipur | Lyophilised active component to be reconstituted with excipient diluent before use | Vial | 1 | 48 | none | Intramuscular | 2-8°C | Current | 30 | NA | 48 | 378.2769 | Yes | 0 | 0 |  | 2-8°C |  | 3 | 0 | 0
28 | Rabies | Rabies | Novartis Vaccines and Diagnostics GmbH | Rabipur | Lyophilised active component to be reconstituted with excipient diluent before use | Vial | 1 | 48 | none | Intramuscular | 2-8°C | Current | none | NA | 174 | 174 | Yes | 0 | 0 |  | 2-8°C |  | 3 | 2.632 | 2.632
111 | Rabies | Rabies | Sanofi Pasteur SA | VERORAB | Lyophilised active component to be reconstituted with excipient diluent before use | Vial | 1 | 36 | none | Intramuscular | 2-8°C | Current | none | NA | 50.5 | 50.5 | Yes | 0 | 0 |  | 2-8°C |  | 3 | 2.632 | 2.632
62 | Rotavirus | Rota_Liq | GlaxoSmithKline Biologicals SA | Rotarix | Liquid: ready to use | Plastic Tube | 1 | 36 | none | Oral | 2-8°C | Current | 14 | NA | 17.13 | 24.6653 | 0 | 0 | 0 |  | NA |  | 2 | 2.632 | 2.632
166 | Rotavirus | Rota_Liq | Merck Vaccines | Rotateq | Liquid: ready to use | Plastic Tube | 1 | 24 | none | Oral | 2-8°C | Current | none | NA | 46.3 | 49.4547 | 0 | 0 | 0 |  | NA |  | 3 |  | 0
173 | Rotavirus | Rota_Liq | GlaxoSmithKline Biologicals SA | Rotarix | Liquid: ready to use | Applicator | 1 | 36 | none | Oral | 2-8°C | Current | 14 | NA | 85.3 | 123.3263 | 0 | 0 | 0 |  | NA |  | 2 | 4.75 | 4.75
339 | Rotavirus | Rota_liq | GlaxoSmithKline Biologicals SA | Rotarix | Liquid: ready to use | 5 Multi-monodoses (plastic tubes) | 1 | 24 | none | Oral | 2-8°C | Current | 7 | NA | 11.8 | 0.244 | 0 | 0 | 0 |  | NA |  | 2 | 9.5 | 9.5
321 | Rotavirus | Rota_Liq_frozen | Bharat Biotech International Limited | Rotavac | Liquid: ready to use | Vial | 5 | 60 | none | Oral | -20°C | Current | 2 | 28 | 4.2 | 5.15 | 0 | 0 | 0 |  | NA |  | 3 | 4.25 | 0.85
322 | Rotavirus | Rota_Liq_frozen | Bharat Biotech International Limited | Rotavac | Liquid: ready to use | Vial | 10 | 60 | none | Oral | -20°C | Current | 2 | 28 | 3.2 | 3.5 | 0 | 0 | 0 |  | NA |  | 3 | 6 | 0.6
321 | Rotavirus | Rota_liq | Bharat Biotech International Limited | Rotavac 50D | Liquid: ready to use | Vial | 1 | 24 | none | Oral | 2-8°C | Current | 7 | NA | 14.45 | 14.45 | 0 | 0 | 0 |  | NA |  | 3 | 1.35 | 1.35
322 | Rotavirus | Rota_liq | Bharat Biotech International Limited | Rotavac 50D | Liquid: ready to use | Vial | 5 | 24 | none | Oral | 2-8°C | Current | 7 | 0 | 3.2 | 5.3 | 0 | 0 | 0 |  | NA |  | 3 | 5.75 | 1.15
323 | Rotavirus | Rota_Lyo | Serum Institute of India Pvt. Ltd. | Rotasiil | Lyophilised active component to be reconstituted with excipient diluent before use | Two vial set (active + excipient) | 1 | 30 | none | Oral | 2-8°C | Current | 30 | NA | 17.575 | 86.4 | No | 17.575 | 26.9831 | Yes | 2-8°C |  | 3 | 1.55 | 1.55
354 | Rotavirus | Rota_Lyo | Serum Institute of India Pvt. Ltd. | ROTASIIL®Thermo | Lyophilised active component to be reconstituted with excipient diluent before use | Two vial set (active + excipient) | 1 | 30 | none | Oral | +25°C | Current | 250 | NA | 17.57 | 86.4 | No | 882.3125 | 26.9831 | Yes | +25°C |  | 3 | 1.85 | 1.85
355 | Rotavirus | Rota_Lyo | Serum Institute of India Pvt. Ltd. | Rotasiil | Lyophilised active component to be reconstituted with excipient diluent before use | Two vial set (active + excipient) | 2 | 30 | none | Oral | 2-8°C | Current | 30 | 0 | 10.54 | 49.2 | No | 10.54 | 15.44 | Yes | 2-8°C |  | 3 | 1.9 | 0.95
354 | Rotavirus | Rota_Lyo | Serum Institute of India Pvt. Ltd. | ROTASIIL®Thermo | Lyophilised active component to be reconstituted with excipient diluent before use | Two vial set (active + excipient) | 2 | 30 | none | Oral | +25°C | Current | 250 | 0 | 10.54 | 49.2 | No | 10.54 | 15.44 | Yes | +25°C |  | 3 | 2.5 | 1.25
364 | Rotavirus | Rota_liq | Serum Institute of India Pvt. Ltd. | Rotasiil-Liquid | Liquid: ready to use | 5 Multi-monodoses (plastic tubes) | 1 | 24 | none | Oral | 2-8°C | Current | 7 | NA | 20.06 | 99.91 |  | 0 | 0 |  | NA |  | 3 |  | 0
| Rotavirus | Rota_liq | Serum Institute of India Pvt. Ltd. | Rotasiil-Liquid | Liquid: ready to use | Vial | 2 | 24 | none | Oral | 2-8°C | Not yet | 7 | 0 | 14.3 |  |  | 0 | 0 |  | NA |  | 3 | 1.6 | 0.8
149 | Rubella | Rubella | Serum Institute of India Pvt. Ltd. | Rubella Vaccine, Live, Attenuated | Lyophilised active component to be reconstituted with excipient diluent before use | Vial | 1 | 24 | none | Subcutaneous | 2-8°C | Current | 14 | NA | 21.09 | 98.4 | No | 12.528 | 0 |  | 2-8°C |  | 2 | 2.6 | 2.6
150 | Rubella | Rubella | Serum Institute of India Pvt. Ltd. | Rubella Vaccine, Live, Attenuated | Lyophilised active component to be reconstituted with excipient diluent before use | Vial | 2 | 24 | none | Subcutaneous | 2-8°C | Current | 14 | 0 | 10.545 | 49.2 | No | 6.264 | 0 |  | 2-8°C |  | 2 | 2.6 | 1.3
151 | Rubella | Rubella | Serum Institute of India Pvt. Ltd. | Rubella Vaccine, Live, Attenuated | Lyophilised active component to be reconstituted with excipient diluent before use | Vial | 5 | 24 | none | Subcutaneous | 2-8°C | Current | 14 | 0 | 4.218 | 19.68 | No | 5.481 | 0 |  | 2-8°C |  | 2 | 1.125 | 0.225
152 | Rubella | Rubella | Serum Institute of India Pvt. Ltd. | Rubella Vaccine, Live, Attenuated | Lyophilised active component to be reconstituted with excipient diluent before use | Vial | 10 | 24 | none | Subcutaneous | 2-8°C | Current | 14 | 0 | 2.11 | 9.84 | No | 3.1424 | 0 |  | 2-8°C |  | 2 | 1.125 | 0.1125
121 | Diphtheria-Tetanus (reduced antigen content) | Td | Serum Institute of India Pvt. Ltd. | Diphtheria and Tetanus Vaccine Adsorbed for Adults and Adolescents | Liquid: ready to use | Ampoule | 1 | 36 | thiomersal | Intramuscular | 2-8°C | Current | none | NA | 12.18 | 0.33833 | 0 | 0 | 0 |  | NA |  | 2 | 1.125 | 1.125
279 | Diphtheria-Tetanus (reduced antigen content) | Td | Biological E. Limited | None used on labelling for supply through UN agencies. Also marketed with labelled commercial name BE Td | Liquid: ready to use | Vial | 1 | 36 | thiomersal | Intramuscular | 2-8°C | Current | 30 | NA | 14.68 | 93.082 | 0 | 0 | 0 |  | NA |  | 2 | 1.125 | 1.125
79 | Diphtheria-Tetanus (reduced antigen content) | Td | National Center of Infectious and Parasitic Diseases | Tetadif | Liquid: ready to use | Vial | 10 | 36 | thiomersal | Intramuscular | 2-8°C | Current | 14 | 28 | 3.78 | 3.78 | 0 | 0 | 0 |  | NA |  | 2 | 1.125 | 0.1125
92 | Diphtheria-Tetanus (reduced antigen content) | Td | Sanofi Pasteur SA | IMOVAX dT adult | Liquid: ready to use | Vial | 10 | 36 | thiomersal | Intramuscular | 2-8°C | Current | none | 28 | 2.46 | 2.46 | 0 | 0 | 0 |  | NA |  | 2 | 2.184 | 0.2184
122 | Diphtheria-Tetanus (reduced antigen content) | Td | Serum Institute of India Pvt. Ltd. | Diphtheria and Tetanus Vaccine Adsorbed for Adults and Adolescents | Liquid: ready to use | Vial | 10 | 36 | thiomersal | Intramuscular | 2-8°C | Current | 30 | 28 | 2.109 | 9.84 | 0 | 0 | 0 |  | NA |  | 2 | 2.184 | 0.2184
245 | Diphtheria-Tetanus (reduced antigen content) | Td | PT Bio Farma (Persero) | none | Liquid: ready to use | Vial | 10 | 36 | thiomersal | Intramuscular | 2-8°C | Current | 30 | 28 | 2.23 | 2.23 | 0 | 0 | 0 |  | NA |  | 2 | 2.05 | 0.205
280 | Diphtheria-Tetanus (reduced antigen content) | Td | Biological E. Limited | None used on labelling for supply through UN agencies. Also marketed with labelled commercial name BE Td | Liquid: ready to use | Vial | 10 | 36 | thiomersal | Intramuscular | 2-8°C | Current | 30 | 28 | 2.93 | 18.6164 | 0 | 0 | 0 |  | NA |  | 2 | 2.05 | 0.205
80 | Diphtheria-Tetanus (reduced antigen content) | Td | National Center of Infectious and Parasitic Diseases | Tetadif | Liquid: ready to use | Vial | 20 | 36 | thiomersal | Intramuscular | 2-8°C | Current | 14 | 28 | 1.89 | 1.89 | 0 | 0 | 0 |  | NA |  | 2 | 2.05 | 0.1025
123 | Diphtheria-Tetanus (reduced antigen content) | Td | Serum Institute of India Pvt. Ltd. | Diphtheria and Tetanus Vaccine Adsorbed for Adults and Adolescents | Liquid: ready to use | Vial | 20 | 36 | thiomersal | Intramuscular | 2-8°C | Current | 30 | 28 | 2.122 | 9.84 | 0 | 0 | 0 |  | NA |  | 2 | 2.05 | 0.1025
12 | Polio Vaccine - Oral (OPV) Trivalent | tOPV | PT Bio Farma (Persero) | Oral polio | Liquid: ready to use | Vial | 10 | 24 | none | Oral | -20°C | Current | 2 | 28 | 3.2 | 3.2 | 0 | 0 | 0 |  | NA |  | 4 | 2.05 | 0.205
44 | Polio Vaccine - Oral (OPV) Trivalent | tOPV | GlaxoSmithKline Biologicals SA | Polio sabin | Liquid: ready to use | Vial | 10 | 18 | none | Oral | -20°C | Current | 2 | 28 | 0 | 0 | 0 | 0 | 0 |  | NA |  | 4 | 2.05 | 0.205
99 | Polio Vaccine - Oral (OPV) Trivalent | tOPV | Sanofi Pasteur SA | OPVERO | Liquid: ready to use | Vial | 10 | 24 | none | Oral | -20°C | Current | 2 | 28 | 0.97 | 0.97 | 0 | 0 | 0 |  | NA |  | 4 | 3.05 | 0.305
100 | Polio Vaccine - Oral (OPV) Trivalent | tOPV | Sanofi Pasteur SA | OPVERO | Liquid: ready to use | Vial | 10 | 24 | none | Oral | -20°C | Current | 2 | 28 | 0 | 0 | 0 | 0 | 0 |  | NA |  | 4 | 3.05 | 0.305
282 | Polio Vaccine - Oral (OPV) Trivalent | tOPV | Serum Institute of India Pvt. Ltd. | Poliomyelitis Vaccine (Oral), Trivalent types 1, 2 and 3 | Liquid: ready to use | Vial | 10 | 24 | none | Oral | -20°C | Current | 2 | 28 | 1.7575 | 11.52 | 0 | 0 | 0 |  | NA |  | 4 | 3.05 | 0.305
291 | Polio Vaccine - Oral (OPV) Trivalent | tOPV | Bharat Biotech International Limited | BIOPOLIO | Liquid: ready to use | Vial | 10 | 24 | none | Oral | -20°C | Current | 2 | 28 | 1.7 | 9.8325 | 0 | 0 | 0 |  | NA |  | 4 | 3.05 | 0.305
13 | Polio Vaccine - Oral (OPV) Trivalent | tOPV | PT Bio Farma (Persero) | Oral polio | Liquid: ready to use | Vial | 20 | 24 | none | Oral | -20°C | Current | 2 | 28 | 0.24 | 0.24 | 0 | 0 | 0 |  | NA |  | 4 | 3.05 | 0.1525
45 | Polio Vaccine - Oral (OPV) Trivalent | tOPV | GlaxoSmithKline Biologicals SA | Polio sabin | Liquid: ready to use | Vial | 20 | 24 | none | Oral | -20°C | Current | 2 | 28 | 0 | 0 | 0 | 0 | 0 |  | NA |  | 4 | 3.05 | 0.1525
63 | Polio Vaccine - Oral (OPV) Trivalent | tOPV | Haffkine Bio Pharmaceutical Corporation Ltd | Polioviral vaccine | Liquid: ready to use | Vial | 20 | 24 | none | Oral | -20°C | Current | 2 | 28 | 1 | 1 | 0 | 0 | 0 |  | NA |  | 4 | #N/A | #N/A
101 | Polio Vaccine - Oral (OPV) Trivalent | tOPV | Sanofi Pasteur SA | OPVERO | Liquid: ready to use | Vial | 20 | 24 | none | Oral | -20°C | Current | 2 | 28 | 0.48 | 0.48 | 0 | 0 | 0 |  | NA |  | 4 | #N/A | #N/A
261 | Polio Vaccine - Oral (OPV) Trivalent | tOPV | Serum Institute of India Pvt. Ltd. | Poliomyelitis Vaccine (Oral), Trivalent types 1, 2 and 3 | Liquid: ready to use | Vial | 20 | 24 | none | Oral | -20°C | Current | 2 | 28 | 0.8787 | 5.76 | 0 | 0 | 0 |  | NA |  | 4 | #N/A | #N/A
290 | Polio Vaccine - Oral (OPV) Trivalent | tOPV | Bharat Biotech International Limited | BIOPOLIO | Liquid: ready to use | Vial | 20 | 24 | none | Oral | -20°C | Current | 2 | 28 | 0.85 | 4.9162 | 0 | 0 | 0 |  | NA |  | 4 | 0.825 | 0.04125
16 | Tetanus Toxoid | TT | PT Bio Farma (Persero) | TT vaccine | Liquid: ready to use | Uniject | 1 | 24 | thiomersal | Intramuscular | 2-8°C | Current | 30 | NA | 12 | 12 | 0 | 0 | 0 |  | NA |  | 2 | 0.825 | 0.825
134 | Tetanus Toxoid | TT | Serum Institute of India Pvt. Ltd. | Tetanus Toxoid Vaccine Adsorbed | Liquid: ready to use | Ampoule | 1 | 36 | thiomersal | Intramuscular | 2-8°C | Current | none | NA | 12.18 | 65.6 | 0 | 0 | 0 |  | NA |  | 2 | 0.825 | 0.825
259 | Tetanus Toxoid | TT | Biological E. Limited | None used on labelling for supply through UN agencies. Also marketed with labelled commercial name BEtt. | Liquid: ready to use | Vial | 1 | 36 | thiomersal | Intramuscular | 2-8°C | Current | 30 | NA | 14.7 | 14.7 | 0 | 0 | 0 |  | NA |  | 2 | 0.825 | 0.825
14 | Tetanus Toxoid | TT | PT Bio Farma (Persero) | TT vaccine | Liquid: ready to use | Vial | 10 | 24 | thiomersal | Intramuscular | 2-8°C | Current | 30 | 28 | 2.22 | 2.22 | 0 | 0 | 0 |  | NA |  | 2 | 0.825 | 0.0825
75 | Tetanus Toxoid | TT | National Center of Infectious and Parasitic Diseases | Tetatox | Liquid: ready to use | Vial | 10 | 36 | thiomersal | Intramuscular | 2-8°C | Current | 14 | 28 | 3.78 | 3.78 | 0 | 0 | 0 |  | NA |  | 2 | 0.825 | 0.0825
104 | Tetanus Toxoid | TT | Sanofi Pasteur SA | TETAVAX | Liquid: ready to use | Vial | 10 | 36 | thiomersal | Intramuscular | 2-8°C | Current | none | 28 | 2.46 | 2.46 | 0 | 0 | 0 |  | NA |  | 2 | 1.06 | 0.106
135 | Tetanus Toxoid | TT | Serum Institute of India Pvt. Ltd. | Tetanus Toxoid Vaccine Adsorbed | Liquid: ready to use | Vial | 10 | 36 | thiomersal | Intramuscular | 2-8°C | Current | 30 | 28 | 2.109 | 9.84 | 0 | 0 | 0 |  | NA |  | 2 | 1.06 | 0.106
158 | Tetanus Toxoid | TT | Shantha Biotechnics Private Limited (A Sanofi Company) | ShanTT | Liquid: ready to use | Vial | 10 | 24 | thiomersal | Intramuscular | 2-8°C | Current | 14 | 28 | 4.36 | 4.36 | 0 | 0 | 0 |  | NA |  | 2 | 1.06 | 0.106
260 | Tetanus Toxoid | TT | Biological E. Limited | None used on labelling for supply through UN agencies. Also marketed with labelled commercial name BEtt. | Liquid: ready to use | Vial | 10 | 36 | thiomersal | Intramuscular | 2-8°C | Current | 30 | 28 | 2.9 | 19.5852 | 0 | 0 | 0 |  | NA |  | 2 | 1.06 | 0.106
15 | Tetanus Toxoid | TT | PT Bio Farma (Persero) | TT vaccine | Liquid: ready to use | Vial | 20 | 24 | thiomersal | Intramuscular | 2-8°C | Current | 30 | 28 | 0.75 | 0.75 | 0 | 0 | 0 |  | NA |  | 2 | 1.06 | 0.053
76 | Tetanus Toxoid | TT | National Center of Infectious and Parasitic Diseases | Tetatox | Liquid: ready to use | Vial | 20 | 36 | thiomersal | Intramuscular | 2-8°C | Current | 14 | 28 | 1.89 | 1.89 | 0 | 0 | 0 |  | NA |  | 2 | 1.06 | 0.053
105 | Tetanus Toxoid | TT | Sanofi Pasteur SA | TETAVAX | Liquid: ready to use | Vial | 20 | 36 | thiomersal | Intramuscular | 2-8°C | Current: No Routine Production | none | 0 | 0 | 0 | 0 | 0 | 0 |  | NA |  | 2 |  | 0
136 | Tetanus Toxoid | TT | Serum Institute of India Pvt. Ltd. | Tetanus Toxoid Vaccine Adsorbed | Liquid: ready to use | Vial | 20 | 36 | thiomersal | Intramuscular | 2-8°C | Current | 30 | 28 | 2.122 | 9.84 | 0 | 0 | 0 |  | NA |  | 2 |  | 0
159 | Tetanus Toxoid | TT | Shantha Biotechnics Private Limited (A Sanofi Company) | ShanTT | Liquid: ready to use | Vial | 20 | 24 | thiomersal | Intramuscular | 2-8°C | Current | 14 | 28 | 2.6 | 2.6 | 0 | 0 | 0 |  | NA |  | 2 | #N/A | #N/A
190 | Tetanus Toxoid | TT | Biological E. Limited | None used on labelling for supply through UN agencies. Also marketed with labelled commercial name BEtt. | Liquid: ready to use | Vial | 20 | 36 | thiomersal | Intramuscular | 2-8°C | Current | 30 | 28 | 2.9 | 15.275 | 0 | 0 | 0 |  | NA |  | 2 | #N/A | #N/A
319 | Typhoid (Conjugate) | TCV | Bharat Biotech International Limited | Typbar-TCV | Liquid: ready to use | Vial | 1 | 36 | 2-phenoxyethanol | Intramuscular | 2-8°C | Current | 30 | NA | 14.18 | 143.87 | 0 | 0 | 0 |  | NA |  | 1 | 4.2 | 4.2
320 | Typhoid (Conjugate) | TCV | Bharat Biotech International Limited | Typbar-TCV | Liquid: ready to use | Vial | 5 | 36 | 2-phenoxyethanol | Intramuscular | 2-8°C | Current | 30 | 0 | 2.89 | 22.76 | 0 | 0 | 0 |  | NA |  | 1 | 5.25 | 1.05
237 | Typhoid (Polysaccharide) | TPV | Sanofi Pasteur SA | Typhym-Vi | Liquid: ready to use | Vial | 20 | 36 | phenol | Intramuscular | 2-8°C | Current | 30 | 0 | 1.57 | 17.1636 | 0 | 0 | 0 |  | NA |  | #N/A | 4.2 | 0.21
175 | Yellow Fever | YF | Chumakov Federal Scientific Center for Reserch & Development of Immune-And Biological Products | none | Lyophilised active component to be reconstituted with excipient diluent before use | Ampoule | 2 | 24 | none | Intramuscular or Subcutaneous | 2-8°C | Current | 14 | 0 | 7.2 | 7.2 | No | 0 | 0 |  | 2-8°C |  | 1 | 11.67 | 5.835
19 | Yellow Fever | YF | Bio-Manguinhos/Fiocruz | Yellow Fever | Lyophilised active component to be reconstituted with excipient diluent before use | Vial + Ampoule | 5 | 36 | none | Intramuscular or Subcutaneous | 2-8°C | Current | 14 | 0 | 6.31 | 6.31 | 0 | 0 | 0 |  | NA |  | 1 | 4.85 | 0.97
64 | Yellow Fever | YF | Institut Pasteur de Dakar | Stabilized Yellow Fever Vaccine | Lyophilised active component to be reconstituted with excipient diluent before use | Vial | 5 | 36 | none | Intramuscular or Subcutaneous | 2-8°C | Current | 14 | 0 | 2.8 | 2.8 | 0 | 0 | 0 |  | NA |  | 1 | 4.85 | 0.97
176 | Yellow Fever | YF | Chumakov Federal Scientific Center for Reserch & Development of Immune-And Biological Products | none | Lyophilised active component to be reconstituted with excipient diluent before use | Ampoule | 5 | 24 | none | Intramuscular or Subcutaneous | 2-8°C | Current | 14 | 0 | 5.985 | 6 | No | 0 | 0 |  | 2-8°C |  | 1 | 4.85 | 0.97
20 | Yellow Fever | YF | Bio-Manguinhos/Fiocruz | Yellow Fever | Lyophilised active component to be reconstituted with excipient diluent before use | Vial + Ampoule | 10 | 36 | none | Intramuscular or Subcutaneous | 2-8°C | Current | 14 | 0 | 2.96 | 2.96 | 0 | 0 | 0 |  | NA |  | 1 | 12.4 | 1.24
66 | Yellow Fever | YF | Institut Pasteur de Dakar | Stabilized Yellow Fever Vaccine | Lyophilised active component to be reconstituted with excipient diluent before use | Vial | 10 | 36 | none | Intramuscular or Subcutaneous | 2-8°C | Current | 14 | 0 | 1.4 | 1.4 | 0 | 0 | 0 |  | NA |  | 1 | 12.4 | 1.24
112 | Yellow Fever | YF | Sanofi Pasteur SA | STAMARIL | Lyophilised active component to be reconstituted with excipient diluent before use | Vial | 10 | 36 | none | Intramuscular or Subcutaneous | 2-8°C | Current | 14 | 0 | 2.44 | 7.2 | No | 4.7633 | 0 |  | 2-8°C |  | 1 | 12.4 | 1.24
177 | Yellow Fever | YF | Chumakov Federal Scientific Center for Reserch & Development of Immune-And Biological Products | none | Lyophilised active component to be reconstituted with excipient diluent before use | Ampoule | 10 | 24 | none | Intramuscular or Subcutaneous | 2-8°C | Current | 14 | 0 | 3.61 | 3.6 | No | 0 | 0 |  | 2-8°C |  | 1 | 12.4 | 1.24
65 | Yellow Fever | YF | Institut Pasteur de Dakar | Stabilized Yellow Fever Vaccine | Lyophilised active component to be reconstituted with excipient diluent before use | Vial | 20 | 36 | none | Intramuscular or Subcutaneous | 2-8°C | Current | 14 | 0 | 0.7 | 0.7 | 0 | 0 | 0 |  | NA | No | 1 | 30 | 1.5
21 | Yellow Fever | YF | Bio-Manguinhos/Fiocruz | Yellow Fever | Lyophilised active component to be reconstituted with excipient diluent before use | Two vial set (active + excipient) | 50 | 24 | none | Intramuscular or Subcutaneous | 2-8°C | Current: No Routine Production | 14 | 0 | 0.63 | 0.63 | 0 | 0 | 0 |  | NA |  | 1 | 30 | 0.6
| Polio Vaccine - Novel Oral (nOPV) Monovalent type 2 | nOPV2 | PT Bio Farma (Persero) | Novel Oral (nOPV) Monovalent type 2 | Liquid: ready to use | Vial | 50 | 12 | none | Oral | -20°C | Current | 2 | 28 | 0.55131 | 2.7061 | 0 | 0 | 0 | No | NA |  | 2 | 30 | 0.6
| Malaria vaccine | RTS,S | GlaxoSmithKline Biologicals SA | Mosquirix | Lyophilised active component to be reconstituted with excipient diluent before use | Two vial set (active + active) | 2 | 36 | none | Intramuscular | 2-8°C | Current | 14 | 0 | 9.9 | 15.42 | Yes | 0 | 0 |  | 2-8°C |  | 4 | 18.7 | 9.35
| Malaria vaccine | R21 | Serum Institut of India Pvt. Ltd. | R21 Malaria | Liquid: ready to use | Vial | 1 | 24 | none | Intramuscular | 2-8°C | Current | 14 | NA | 14.06 | 18.259 | 0 | 0 | 0 |  | NA |  | 4 | 18.7 | 18.7
| Malaria vaccine | R21 | Serum Institut of India Pvt. Ltd. | R21 Malaria | Liquid: ready to use | Vial | 2 | 24 | none | Intramuscular | 2-8°C | Current | 14 | 0 | 7.03 | 9.1295 | 0 | 0 | 0 |  | NA |  | 4 | 18.7 | 9.35
| Respiratory Syncytical Virus vaccine | RSV | Pfizer Europe MA EEIG | Abrysvo | Lyophilised active component to be reconstituted with excipient diluent before use | Two vial set (active + excipient) | 1 | 30 | none | Intramuscular | 2-8°C | Current | 30 | NA | 12.1 | 17.41 | 0 | 12.1 | 17.41 | No | <30°C |  | 1 | 49 | 49
| Respiratory Syncytical Virus vaccine | RSV | Pfizer Europe MA EEIG | Abrysvo | Lyophilised active component to be reconstituted with excipient diluent before use | Two vial set (active + excipient) | 3 | 30 | none | Intramuscular | 2-8°C | TBC | 30 | 0 | 9 | 15 | 0 | 12.1 | 17.41 | No | <30°C |  | 1
| Covid-19 vaccine | C19-Covishield ChAdOx1-S | Serum Institute of India Pvt. Ltd (s/c AZ) | COVISHIELD | Liquid: ready to use | vial | 2 | 9 | none | Intramuscular | 2-8°C | EUL | none | 0 | 7.03 | 9.13 | 0 | 0 | 0 | Yes | NA |  | 2 | 10 | 5
| Covid-19 vaccine | C19-Covishield ChAdOx1-S | Serum Institute of India Pvt. Ltd (s/c AZ) | COVISHIELD | Liquid: ready to use | vial | 10 | 9 | none | Intramuscular | 2-8°C | EUL | none | 0 | 2.1 | 2.61 | 0 | 0 | 0 | Yes | NA |  | 2 | 30 | 3
| Covid-19 vaccine | C19-VaxZevria ChAdOx1-S | AstraZeneca AB /SK Bioscience Co. Ltd | Vaxzevria | Liquid: ready to use | vial | 8 | 6 | none | Intramuscular | 2-8°C | EUL | none | 0 | 4.4 | 5.85 | 0 | 0 | 0 | Yes | NA |  | 2 | 30 | 3.75
| Covid-19 vaccine | C19-VaxZevria ChAdOx1-S | AstraZeneca AB /SK Bioscience Co. Ltd | Vaxzevria | Liquid: ready to use | vial | 10 | 6 | none | Intramuscular | 2-8°C | EUL | none | 0 | 3.76 | 5.35 | 0 | 0 | 0 | Yes | NA |  | 2 | 35 | 3.5
| Covid-19 vaccine | C19-VaxZevria ChAdOx1-S | AstraZeneca AB | Vaxzevria | Liquid: ready to use | vial | 10 | 6 | none | Intramuscular | 2-8°C | EUL | none | 0 | 2.76 | 5.29 | 0 | 0 | 0 | Yes | NA |  | 2 | 35 | 3.5
| Covid-19 vaccine | C19-VaxZevria ChAdOx1-S | AstraZeneca AB | Vaxzevria | Liquid: ready to use | vial | 8 | 6 | none | Intramuscular | 2-8°C | EUL | none | 0 | 3.45 | 6.61 | 0 | 0 | 0 | Yes | NA |  | 2 | 35 | 4.375
| Covid-19 vaccine | C19-Moderna mRNA-1273 | Moderna | mRNA-1273 | Liquid: ready to use | vial | 10 | 7 | none | Intramuscular | -20°C | EUL | none | 0 | 4.3 | 5.8284 | 0 | 0 | 0 |  | NA |  | 2 | 35 | 3.5
| Covid-19 vaccine | C19-Moderna mRNA-1273 | Moderna | mRNA-1273 | Liquid: ready to use | vial | 14 | 7 | none | Intramuscular | -20°C | EUL | none | 0 | 2.1 | 3 | 0 | 0 | 0 |  | NA |  | 2 | 300 | 21.4286
| Covid-19 vaccine | C19-Janssen Ad26.COV2.S | Janssen - Cilag | Ad26.COV2.S | Liquid: ready to use | vial | 5 | 24 | none | Intramuscular | -20°C | EUL | none | 0 | 3.82 | 5.32 | 0 | 0 | 0 |  | NA | Yes | 1 | 50 | 10
| Covid-19 vaccine | C19-Pfizer PBS/Sucrose (purple cap) | Pfizer/BioNTech | Comirnaty | Frozen liquid, to be diluted after thawing | vial | 6 | 9 | none | Intramuscular | -70°C | EUL | none | 0 | 1.8 | 2.967 | No | 4.63 | 13 |  | +25°C | Yes | 2 | 50 | 8.3333
| Covid-19 vaccine | C19-Pfizer Tris/Sucrose (grey cap) | Pfizer/BioNTech | Comirnaty | Liquid: ready to use | vial | 6 | 9 | none | Intramuscular | -70°C | EUL | none | 0 | 1.9 | 15.32 | 0 | 0 | 0 |  | NA |  | 2 | 50 | 8.3333
| Covid-19 vaccine | C19-Pfizer Tris/Sucrose (orange cap) | Pfizer/BioNTech | Comirnaty | Frozen liquid, to be diluted after thawing | vial | 6 | 9 | none | Intramuscular | -70°C | EUL | none | 0 | 2.6 | 24.89 | No | 4.63 | 13 |  | +25°C |  | 2 | 50 | 8.3333
| Covid-19 vaccine | C19-Sinopharm VeroCell | Beijing Institute of Biological Products Co., Ltd | Sinopharm | Liquid: ready to use | vial | 1 | 24 | none | Intramuscular | 2-8°C | EUL | 7 | NA | 61.8 | 78.3 | 0 | 0 | 0 | Yes | NA | Yes | 2 | 20 | 20
| Covid-19 vaccine | C19-Sinopharm VeroCell | Beijing Institute of Biological Products Co., Ltd | Sinopharm | Liquid: ready to use | vial | 1 | 24 | none | Intramuscular | 2-8°C | EUL | 7 | NA | 21.2 | 28.9 | 0 | 0 | 0 | Yes | NA | Yes | 2 | 20 | 20
| Covid-19 vaccine | C19-Sinopharm VeroCell | Beijing Institute of Biological Products Co., Ltd | Sinopharm | Liquid: ready to use | prefilled syringe | 1 | 24 | none | Intramuscular | 2-8°C | EUL | 7 | NA | 94.9 | 115.9 | 0 | 0 | 0 | Yes | NA |  | 2 | 20 | 20
| Covid-19 vaccine | C19-Sinopharm VeroCell | Beijing Institute of Biological Products Co., Ltd | Sinopharm | Liquid: ready to use | prefilled syringe | 1 | 24 | none | Intramuscular | 2-8°C | EUL | 7 | NA | 124.9 | 154 | 0 | 0 | 0 | Yes | NA |  | 2 | 20 | 20
| Covid-19 vaccine | C19-Sinopharm VeroCell | Beijing Institute of Biological Products Co., Ltd | Sinopharm | Liquid: ready to use | vial | 2 | 24 | none | Intramuscular | 2-8°C | EUL | 7 | 0 | 30.8 | 39.1569 | 0 | 0 | 0 | Yes | NA | Yes | 2 | 30 | 15
| Covid-19 vaccine | C19-Sinopharm VeroCell | Beijing Institute of Biological Products Co., Ltd | Sinopharm | Liquid: ready to use | vial | 2 | 24 | none | Intramuscular | 2-8°C | EUL | 7 | 0 | 10.5 | 14.4517 | 0 | 0 | 0 | Yes | NA | Yes | 2 | 30 | 15
| Covid-19 vaccine | C19-Sinopharm VeroCell | Beijing Institute of Biological Products Co., Ltd | Sinopharm | Liquid: ready to use | prefilled syringe | 2 | 24 | none | Intramuscular | 2-8°C | EUL | 7 | 0 | 11.4 | 14.025 | 0 | 0 | 0 | Yes | NA | Yes | 2 | 30 | 15
| Covid-19 vaccine | C19-Sinopharm VeroCell | Beijing Institute of Biological Products Co., Ltd | Sinopharm | Liquid: ready to use | prefilled syringe | 5 | 24 | none | Intramuscular | 2-8°C | EUL | 7 | 0 | 12.3 | 15.6628 | 0 | 0 | 0 | Yes | NA | Yes | 2 | 50 | 10
| Covid-19 vaccine | C19-Sinopharm VeroCell | Beijing Institute of Biological Products Co., Ltd | Sinopharm | Liquid: ready to use | prefilled syringe | 5 | 24 | none | Intramuscular | 2-8°C | EUL | 7 | 0 | 4.2 | 5.7807 | 0 | 0 | 0 | Yes | NA |  | 2 | 50 | 10
| Covid-19 vaccine | C19-Sinopharm VeroCell | Beijing Institute of Biological Products Co., Ltd | Sinopharm | Liquid: ready to use | prefilled syringe | 5 | 24 | none | Intramuscular | 2-8°C | EUL | 7 | 0 | 4.5 | 6.8208 | 0 | 0 | 0 | Yes | NA |  | 2 | 50 | 10
| Covid-19 vaccine | C19-Sinovac Coronovac | Sinovac Life Sciences Co., Ltd. | CoronaVac | Liquid: ready to use | vial | 2 | 12 | none | Intramuscular | 2-8°C | EUL | none | 0 | 8.15 | 10.12 | 0 | 0 | 0 |  | NA |  | 2 | 30 | 15
| Covid-19 vaccine | C19-Sinovac Coronovac | Sinovac Life Sciences Co., Ltd. | CoronaVac | Liquid: ready to use | vial | 1 | 12 | none | Intramuscular | 2-8°C | EUL | none | NA | 16.3 | 20.24 | 0 | 0 | 0 |  | NA |  | 2 | 15 | 15
| Covid-19 vaccine | C19-Sinovac Coronovac | Sinovac Life Sciences Co., Ltd. | CoronaVac | Liquid: ready to use | prefilled syringe | 1 | 12 | none | Intramuscular | 2-8°C | EUL | none | NA | 41.65 | 49.82 | 0 | 0 | 0 |  | NA |  | 2 | 15 | 15
| Covid-19 vaccine | C19-Sputnik | Gamalia Institute | Sputnik V | Liquid: ready to use | vial | 1 | 12 | none | Intramuscular | -20°C | EUL | none | NA | 27.5 | 31.1 | 0 | 0 | 0 |  | NA |  | 2 | 10 | 10
| Covid-19 vaccine | C19-Bharat COVAXIN | Bharat Biotech International Limited | BBV152, COVAXIN® | Liquid: ready to use | vial | 1 | 9 | none | Intramuscular | 2-8°C | EUL | none | NA | 14.45 | 18.31 | 0 | 0 | 0 |  | NA |  | 2 | 15 | 15
| Covid-19 vaccine | C19-Bharat COVAXIN | Bharat Biotech International Limited | BBV152, COVAXIN® | Liquid: ready to use | vial | 5 | 9 | none | Intramuscular | 2-8°C | EUL | none | 28 | 2.8906 | 3.66 | 0 | 0 | 0 |  | NA |  | 2 | 30 | 6
| Covid-19 vaccine | C19-Bharat COVAXIN | Bharat Biotech International Limited | BBV152, COVAXIN® | Liquid: ready to use | vial | 10 | 9 | none | Intramuscular | 2-8°C | EUL | none | 28 | 2.6875 | 3.5 | 0 | 0 | 0 |  | NA |  | 2 | 30 | 3
| Covid-19 vaccine | C19-Bharat COVAXIN | Bharat Biotech International Limited | BBV152, COVAXIN® | Liquid: ready to use | vial | 20 | 9 | none | Intramuscular | 2-8°C | EUL | none | 28 | 1.7188 | 2.03 | 0 | 0 | 0 |  | NA |  | 2 | 60 | 3
| Covid-19 vaccine | C-19 Covovax SARS-CoV-2 rS | Serum Institute of India Pvt. Ltd (s/c AZ) | COVOVAX | Liquid: ready to use | vial | 10 | 9 | none | Intramuscular | 2-8°C | EUL | none | 0 | 2.1 | 22.89 | 0 | 0 | 0 |  | NA |  | 2 | 30 | 3
| Covid-19 vaccine | C-19 Covovax SARS-CoV-2 rS | Serum Institute of India Pvt. Ltd (s/c AZ) | COVOVAX | Liquid: ready to use | vial | 1 | 9 | none | Intramuscular | 2-8°C | EUL | none | NA | 15.8 | 15.8 | 0 | 0 | 0 |  | NA |  | 2 | 3.5 | 3.5
| Covid-19 vaccine | C-19 Nuvaxovid SARS-CoV-2 rS | Novavax CZ a.s. | NUVAXOVID | Liquid: ready to use | vial | 10 | 9 | none | Intramuscular | 2-8°C | EUL | none | 0 | 2.05 | 2.7 | 0 | 0 | 0 |  | NA |  | 2 | 200 | 20
| Covid-19 vaccine | COVID-A | Generic | COVID-A | Liquid: ready to use | vial | 10 | 12 | none | Intramuscular | 2-8°C | EUL | none | 0 | 4.63 | 13 | 0 | 0 | 0 |  | NA |  | 2 |  | 0
| Covid-19 vaccine | COVID-B | Generic | COVID-B | Lyophilised active component to be reconstituted with excipient diluent before use | vial | 10 | 12 | none | Intramuscular | 2-8°C | EUL | none | 0 | 4.63 | 13 | No | 4.63 | 13 |  | NA | Yes | 2 |  | 0
| Covid-19 vaccine | COVID-C | Generic | COVID-C | Liquid: ready to use | vial | 1 | 12 | none | Intramuscular | 2-8°C | EUL | none | NA | 17 | 23 | 0 | 0 | 0 |  | NA | Yes | 2 |  | 0
| Generic vaccine | VaccineGeneric | Generic | Generic | Liquid: ready to use | Any presentation | 1 | 24 | none | Intramuscular | 2-8°C | EUL | 30 | NA | [10 empty] | 0
| Generic vaccine | VaccineGeneric | Generic | Generic | Liquid: ready to use | Any presentation | 2 | 24 | none | Intramuscular | 2-8°C | EUL | 30 | 28 | [10 empty] | 0
| Generic vaccine | VaccineGeneric | Generic | Generic | Liquid: ready to use | Any presentation | 4 | 24 | none | Intramuscular | 2-8°C | EUL | 30 | 28 | [10 empty] | 0
| Generic vaccine | VaccineGeneric | Generic | Generic | Liquid: ready to use | Any presentation | 5 | 24 | none | Intramuscular | 2-8°C | EUL | 30 | 28 | [10 empty] | 0
| Generic vaccine | VaccineGeneric | Generic | Generic | Liquid: ready to use | Any presentation | 6 | 24 | none | Intramuscular | 2-8°C | EUL | 30 | 28 | [10 empty] | 0
| Generic vaccine | VaccineGeneric | Generic | Generic | Liquid: ready to use | Any presentation | 10 | 24 | none | Intramuscular | 2-8°C | EUL | 30 | 28 | [10 empty] | 0
| Generic vaccine | VaccineGeneric | Generic | Generic | Liquid: ready to use | Any presentation | 20 | 24 | none | Intramuscular | 2-8°C | EUL | 30 | 28 | [10 empty] | 0
Note on Q150: [Threaded comment] Your version of Excel allows you to read this threaded comment; however, any edits to it will get removed if the file is opened in a newer version of Excel. Learn more: https://go.microsoft.com/fwlink/?linkid=870924 Comment: estimated

## EqptCdF
Base données réfrigérateurs et congélateurs |  |  |  |  | No. of cold chain equipments: | 48 | [10 empty] | Index
Equipment identification | [6 empty] | Net stockage volume (litres) |  | Waterpack production capacities |  | Holdover time (hours) |  | Energy Consumption |  |  |  | Info prix |  |  | Gross Volume (litres) |  | External dimensions (cm) |  |  | Shipping characteristics
Designation | Manufacturer (make) | Models | Code PQS | Type | Refrigerant | Temperature Zone | Net Storage Volume (+5°C) | Net Storage Volume (-20°C) | kg ice/24hrs at 32°C with vaccines | Waterpack storage capacity (No. 0.6 waterpacks) | Cold Holdover Time | Warm Holdover Time | Electrical power (Watts) | electricity (kWh/24hrs) | Gaz (kg/24hrs) | Kerosene (litres/24hrs) | Price currency | Price in US$ | Year of price | Gross Storage Volume (+5°C) | Gross Storage Volume (-20°C) | H (cm) | W (cm) | L (cm) | Shipping volume (m3) | Shipping weight (kg) | No. of rows
A | B | C | D | E | F | G | H | I | J | K | L | M | N | O | P | Q | R | S | T | U | V | W | X | Y | Z | AA | AB
Refrigerateur | Iceberg | SSFF300 | domestique | Refr |  |  | 100 | [6 empty] | 2 |  |  |  | 300 | [8 empty] | 1
Refrigerateur solaire | SunDanzer | DCF225/C225 | domestique | Solaire | [9 empty] | 2 |  |  |  | 300 | [8 empty] | 2
Refrigerateur | Dometic | RKE400 | domestique | [10 empty] | 2 |  |  |  | 300 | [8 empty] | 3
Congélateur d'accus | MAYTAG | R600A | domestique | RC | R134a |  |  | 514 | [5 empty] | 2.4 |  |  |  | 500 | [8 empty] | 4
Congélateur d'accus | Westpoint | WBQ-608.1X | domestique | RC | R134a |  |  | 595 | [5 empty] | 2 |  |  |  | 300 | [8 empty] | 5
Refrigerateur | Westpoint | CQD 22D | domestique | [10 empty] | 2 |  |  |  | 300 | [8 empty] | 6
Refrigerateur | Consul | COE 22 DBICN | domestique | [10 empty] | 2 |  |  |  | 300 | [8 empty] | 7
Refrigerateur | SEAFREEZE | RR-2 | domestique | ES | R 134a |  | 40 | 25 | [5 empty] | 2 |  |  |  | 300 | [8 empty] | 8
réfrigérateur & congélateur | Dometic | RGE 400 | domestique | RA | NH3 |  | 112 | 47 | [5 empty] | 3.9 |  |  |  | 400 | [8 empty] | 9
Refrigerateur | Westpoint | PR-134 | domestique | ES | R134a | TZA | [7 empty] | 2 |  |  |  | 300 | [8 empty] | 10
Refrigerateur | Westpoint | PR132.G1 | domestique | ES | R134a | TZA | [7 empty] | 2 |  |  |  | 300 | [8 empty] | 11
Refrigerateur | General Electric | FS-20L | domestique | [10 empty] | 2 |  |  |  | 300 | [8 empty] | 12
Refrigerateur | Electrolux | FFC 09C 3AW1 | domestique | [10 empty] | 2 |  |  |  | 300 | [8 empty] | 13
Refrigerateur | General Electric | TAX 65NXARW | domestique | [10 empty] | 2 |  |  |  | 300 | [8 empty] | 14
Refrigerateur | Sanyo | SR-4800W | domestique | [10 empty] | 2 |  |  |  | 300 | [8 empty] | 15
Refrigerateur | General Electric | TA 04 D04 | domestique | [10 empty] | 2 |  |  |  | 300 | [8 empty] | 16
Refrigerateur | SOLELEC | TRS 140 SI | domestique | [10 empty] | 2 |  |  |  | 300 | [8 empty] | 17
Refrigerateur | ND | FRT15B3AW5 | domestique | [10 empty] | 2 |  |  |  | 300 | [8 empty] | 18
réfrigérateur & congélateur | Dometic | RKE 400 | domestique | RA | NH3 |  | 112 | 47 | [5 empty] | 3.9 | [12 empty] | 19
réfrigérateur & congélateur | Sibir | V240EK | old PIS | RA | NH3 |  | 20 | 40 | [18 empty] | 20
refrigerateur |  | S210KE | domestique | [23 empty] | 21
refrigerateur | ND | model domestique | domestique | Refr |  |  | 100 | [6 empty] | 2 |  |  |  | 300 | [8 empty] | 22
Congélateur | Algor | S50/06 | domestique | Cong | R134a | [8 empty] | 2.4 |  |  |  | 500 | [8 empty] | 23
Congélateur | Vestfrost | MF304 |  | Cong | R134a |  | 296 | 282 | [5 empty] | 2.4 |  |  |  | 500 | [8 empty] | 24
Refrigérateur&Congélateur | Sibir | S230GF |  | Refr | NH3 |  | 230 | 153 | [18 empty] | 25
Congélateur | EVERmed | BLCF440W |  | Cong | R600A | [21 empty] | 26
Réfrigérateur | Sibir | S210GE | domestique | Refr | NH3 |  | 224 | 90 | [5 empty] | 2 |  |  |  | 300 | [8 empty] | 27
refrigerateur | Sharp | SJ-14T-G2S | domestique | refr | HFC-134a |  | 148 | 59 | [5 empty] | 2 |  |  |  | 300 | [8 empty] | 28
congelateur | Ignis | S40/08 | domestique | cong |  |  | 100 | [6 empty] | 2 |  |  |  | 300 | [8 empty] | 29
refrigerateur | Samsung | RT26HAR2DSA |  | refr |  |  | 100 | [6 empty] | 2 |  |  |  | 300 | [8 empty] | 30
refrigerateur | Sharp | SJ-14T-G2S |  | refr |  |  | 100 | [6 empty] | 2 |  |  |  | 300 | [8 empty] | 31
Congélateur | Supra | SCF325 |  | Cong | R12 |  |  | 200 | [5 empty] | 2.4 |  |  |  | 500 | [8 empty] | 32
refrigerateur | Electrolux | RC65 |  | Refr | NH3 |  | 100 | [6 empty] | 2 |  |  |  | 300 | [8 empty] | 33
refrigerateur | Tropicool | XCD-276 |  | Refr | NH3 |  | 100 | [6 empty] | 2 |  |  |  | 300 | [8 empty] | 34
refrigerateur | Tropicool | XCD-200 |  | Refr | NH4 |  | 100 | [6 empty] | 2 |  |  |  | 300 | [8 empty] | 35
Congélateur | Ignis | COS10W |  | Cong | R134a | [8 empty] | 2.4 |  |  |  | 500 | [8 empty] | 36
Congelateur | Liebherr | GTS2612 | domestique | Cong | R600a |  | 253 | 242 | 20 |  |  |  |  | 2.4 |  |  |  | 500 | [8 empty] | 37
Congelateur | Merveilles | CH370E | domestique | Cong | R134a |  | 370 | 247 | [5 empty] | 2.4 |  |  |  | 500 | [8 empty] | 38
Refrigerateur | Taver | T242 | domestique | Refr |  |  | 100 | [6 empty] | 2 |  |  |  | 300 | [8 empty] | 39
Refrigerateur | Zero | RZ265GE | domestique | Refr | R134a |  | 100 | [6 empty] | 2 |  |  |  | 300 | [8 empty] | 40
Congelateur | Algor | S50/08 | domestique | Cong | R134a |  |  | 200 | [5 empty] | 2.4 |  |  |  | 500 | [8 empty] | 41
Congelateur | Electrolux | TFW791 | old PIS | Cong | R134a |  |  | 200 | [5 empty] | 2.4 |  |  |  | 500 | [8 empty] | 42
refrigerateur | General Electric | DELUX | domestique | Refr |  |  | 100 | [6 empty] | 2 |  |  |  | 300 | [8 empty] | 43
refrigerateur | Electrolux | LPG 30 | domestique | Refr |  |  | 100 | [6 empty] | 2 |  |  |  | 300 | [8 empty] | 44
refrigerateur | Electrolux | RD 22 DC4SA | domestique | Refr |  |  | 100 | [6 empty] | 2 |  |  |  | 300 | [8 empty] | 45
refrigerateur | Dometic | GR1315F | domestique | Refr |  |  | 100 | [6 empty] | 2 |  |  |  | 300 | [8 empty] | 46
refrigerateur | General Electric | ES330 | domestique | Refr |  |  | 100 | [6 empty] | 2 |  |  |  | 300 | [8 empty] | 47
Congelateur | Westpoint | WVN-298 | domestique | Cong |  |  |  | 200 | [5 empty] | 2.4 |  |  |  | 500 | [8 empty] | 48
refrigerateur | General Electric | HK 16C NL7 | domestique | Refr |  |  | 100 | [6 empty] | 2 |  |  |  | 300 | [8 empty] | 49
refrigerateur | General Electric | F180 | domestique | Refr |  |  | 100 | [6 empty] | 2 |  |  |  | 300 | [8 empty] | 50
refrigerateur | Electrolux | RAK662 | old PIS | Refr |  |  | 50 | [6 empty] | 2 |  |  |  | 300 | [8 empty] | 51
refrigerateur | DIAGNOSTICA | XCD-180 | domestique | Refr |  |  | 60 | [6 empty] | 2 |  |  |  | 300 | [8 empty] | 52
| Vestfrost | MF304 | old PIS | Freezer |  |  |  | 282
| Vestfrost | SB302 | old PIS | Freezer |  |  |  | 264
| Electrolux | TCW 1151 | old PIS | Refr |  |  | 200
| Chest Freezer | Esteem |  | Freezer |  |  |  | 240
| Sanyo | SCF 2850 |  | Freezer |  |  |  | 100
| Electrolux | RCW 40 |  | Refr |  |  | 40
| Electrolux | RCW 25 |  | Freezer |  |  |  | 25
| Electrolux | RCW 65 |  | Freezer |  |  |  | 145
| Chest Freezer | Norder |  | Freezer |  |  |  | 145
refrigerateur | Electrolux | RAK66KE | old PIS | Refr |  |  | 55 | 36 | [18 empty] | 62
refrigerateur | Electrolux | RAK100 | old PIS | Refr |  |  | 37 | 9.6 | [18 empty] | 63
refrigerateur | Electrolux | RAK60KE | old PIS | Refr |  |  | 40 | 10 | [18 empty] | 64
| Freezer | CF51T |  | Freezer |  |  |  | 176
refrigerateur | Sibir | S230GF |  | Refr | [22 empty] | 66
refrigerator & freezer | Zero Appliances | GR 265 D |  | Refr |  |  | 57 | 9.6 | [18 empty] | 67
refrigerator & freezer | Zero Appliances | GR 265 K/E |  | Refr |  |  | 37 | 9.6 | [18 empty] | 68

## Country_name (hidden)
| Country | Region | Vaccine procurement
1 | EPI-Tenga | Global | UNICEF PS | EPI-Tenga
0 | Afghanistan | EMRO | UNICEF PS
0 | Albania | EURO | Others
0 | Algérie | AFRO | Others
0 | Andorra | EURO | Others
0 | Angola | AFRO | UNICEF PS
0 | Antigua and Barbuda | AMRO | PAHO RF
0 | Argentina | AMRO | PAHO RF
0 | Armenia | EURO | Others
0 | Australia | WPRO | Others
0 | Austria | EURO | Others
0 | Azerbaijan | EURO | UNICEF PS
0 | Bahrain | EMRO | Others
0 | Bahamas | AMRO | PAHO RF
0 | Bangladesh | SEARO | UNICEF PS
0 | Barbados | AMRO | PAHO RF
0 | Belgium | EURO | Others
0 | Bénin | AFRO | UNICEF PS
0 | Burkina Faso | AFRO | UNICEF PS
0 | Bhutan | SEARO | UNICEF PS
0 | Bosnia and Herzegovina | EURO | Others
0 | Palau | WPRO | Others
0 | Belarus | EURO | Others
0 | Belize | AMRO | PAHO RF
0 | Bolivia | AMRO | PAHO RF
0 | Botswana | AFRO | Others
0 | Brazil | AMRO | PAHO RF
0 | Brunei | WPRO | Others
0 | Bulgaria | EURO | Others
0 | Burundi | AFRO | UNICEF PS
0 | Caméroun | AFRO | UNICEF PS
0 | République CentrAfricaine | AFRO | UNICEF PS
0 | Cambodia | WPRO | UNICEF PS
0 | Canada | AMRO | PAHO RF
0 | Cape Verde | AFRO | Others
0 | Tchad | AFRO | UNICEF PS
0 | Chile | AMRO | PAHO RF
0 | China | WPRO | Others
0 | Congo | AFRO | UNICEF PS
0 | République Démocratique du Congo | AFRO | UNICEF PS
0 | Cook Islands | WPRO | Others
0 | Colombia | AMRO | PAHO RF
0 | Comoros | AFRO | UNICEF PS
0 | Costa Rica | AMRO | PAHO RF
0 | Croatia | EURO | Others
0 | Cuba | AMRO | PAHO RF
0 | Cyprus | EMRO | Others
0 | Czech Republic | EURO | Others
0 | Denmark | EURO | Others
0 | Germany | EURO | Others
0 | Djibouti | EMRO | UNICEF PS
0 | Dominica | AMRO | PAHO RF
0 | Dominican Republic | AMRO | PAHO RF
0 | Ecuador | AMRO | PAHO RF
0 | Egypt | EMRO | Others
0 | El Salvador | AMRO | PAHO RF
0 | Equatorial Guinea | AFRO | Others
0 | Eritrea | AFRO | UNICEF PS
0 | Estonia | EURO | Others
0 | Ethiopia | AFRO | UNICEF PS
0 | Fiji | WPRO | Others
0 | Finland | EURO | Others
0 | France | EURO | Others
0 | Gabon | AFRO | Others
0 | Gambia | AFRO | UNICEF PS
0 | Ghana | AFRO | UNICEF PS
0 | Georgia | EURO | Others
0 | Grenada | AMRO | PAHO RF
0 | Greece | EURO | Others
0 | Guinée Bissau | AFRO | UNICEF PS
0 | Guinée | AFRO | UNICEF PS
0 | Guatemala | AMRO | PAHO RF
0 | Guyana | AMRO | PAHO RF
0 | Haiti | AMRO | PAHO RF
0 | Honduras | AMRO | PAHO RF
0 | Hungary | EURO | Others
0 | Iceland | EURO | Others
0 | India | SEARO | UNICEF PS
0 | Indonesia | SEARO | Others
0 | Iran (Islamic Republic of) | EMRO | Others
0 | Ireland | EURO | Others
0 | Iraq | EMRO | Others
0 | Israel | EURO | Others
0 | Italy | EURO | Others
0 | Côte d'Ivoire | AFRO | UNICEF PS
0 | Jamaica | AMRO | PAHO RF
0 | Jordan | EMRO | Others
0 | Japan | WPRO | Others
0 | Kazakhstan | EURO | Others
0 | Kenya | AFRO | UNICEF PS
0 | Kyrgyzstan | EURO | Others
0 | Kiribati | WPRO | UNICEF PS
0 | Republic of Korea | WPRO | Others
0 | Democratic People's Republic of Korea | SEARO | Others
0 | Kuwait | EMRO | Others
0 | Lao People's Democratic Republic | WPRO | UNICEF PS
0 | Lebanon | EMRO | Others
0 | Lesotho | AFRO | Others
0 | Liberia | AFRO | UNICEF PS
0 | Libyan Arab Jamahiriya | EMRO | Others
0 | Lithuania | EURO | Others
0 | Luxembourg | EURO | Others
0 | Latvia | EURO | Others
0 | Malaysia | WPRO | Others
0 | Madagascar | AFRO | UNICEF PS
0 | Mali | AFRO | UNICEF PS
0 | Malawi | AFRO | UNICEF PS
0 | Mauritius | AFRO | Others
0 | Malta | EURO | Others
0 | Mauritanie | AFRO | UNICEF PS
0 | Maldives | SEARO | Others
0 | Republic of Moldova | EURO | UNICEF PS
0 | Mexico | AMRO | PAHO RF
0 | Micronesia | WPRO | Others
0 | Macedonia | EURO | Others
0 | Myanmar | SEARO | Others
0 | Montenegro | EURO | Others
0 | Mongolia | WPRO | UNICEF PS
0 | Monaco | EURO | Others
0 | Morocco | EMRO | Others
0 | Mozambique | AFRO | UNICEF PS
0 | Marshall Islands | WPRO | Others
0 | Namibia | AFRO | Others
0 | Nepal | SEARO | UNICEF PS
0 | Netherlands | EURO | Others
0 | New Zealand | WPRO | Others
0 | Nicaragua | AMRO | PAHO RF
0 | Nigeria | AFRO | UNICEF PS
0 | Niger | AFRO | UNICEF PS
0 | Niue | WPRO | Others
0 | Norway | EURO | Others
0 | Nauru | WPRO | Others
0 | Oman | EMRO | Others
0 | Pakistan | EMRO | UNICEF PS
0 | Panama | AMRO | PAHO RF
0 | Paraguay | AMRO | PAHO RF
0 | Peru | AMRO | PAHO RF
0 | Philippines | WPRO | Others
0 | Papua New Guinea | WPRO | UNICEF PS
0 | Poland | EURO | Others
0 | Portugal | EURO | Others
0 | Qatar | EMRO | Others
0 | Romania | EURO | Others
0 | Russian Federation | EURO | Others
0 | Rwanda | AFRO | UNICEF PS
0 | Saudi Arabia | EMRO | Others
0 | Saint Lucia | AMRO | PAHO RF
0 | Saint Vincent and The Grenadines | AMRO | PAHO RF
0 | Saint Kitts and Nevis | AMRO | PAHO RF
0 | Sénégal | AFRO | UNICEF PS
0 | Seychelles | AFRO | Others
0 | Sierra Leone | AFRO | UNICEF PS
0 | Singapore | WPRO | Others
0 | Samoa | WPRO | Others
0 | San Marino | EURO | Others
0 | South Africa | AFRO | Others
0 | Solomon Islands | WPRO | Others
0 | Somalia | EMRO | UNICEF PS
0 | Spain | EURO | Others
0 | Sri Lanka | SEARO | UNICEF PS
0 | Sao Tome and Principe | AFRO | UNICEF PS
0 | Sudan | EMRO | UNICEF PS
0 | South Sudan | AFRO | UNICEF PS
0 | Suriname | AMRO | PAHO RF
0 | Slovakia | EURO | Others
0 | Slovenia | EURO | Others
0 | Sweden | EURO | Others
0 | Switzerland | EURO | Others
0 | Swaziland | AFRO | Others
0 | Syrian Arab Republic | EMRO | Others
0 | Tanzania | AFRO | UNICEF PS
0 | Thailand | SEARO | UNICEF PS
0 | Tajikistan | EURO | UNICEF PS
0 | Turkmenistan | EURO | Others
0 | Timor-Leste | SEARO | UNICEF PS
0 | Togo | AFRO | UNICEF PS
0 | Tonga | WPRO | Others
0 | Trinidad and Tobago | AMRO | PAHO RF
0 | Tunisia | EMRO | Others
0 | Turkey | EURO | Others
0 | Tuvalu | WPRO | Others
0 | United Arab Emirates | EMRO | Others
0 | Uganda | AFRO | UNICEF PS
0 | Ukraine | EURO | Others
0 | United Kingdom | EURO | Others
0 | Uruguay | AMRO | PAHO RF
0 | United States of America | AMRO | PAHO RF
0 | Uzbekistan | EURO | UNICEF PS
0 | Vanuatu | WPRO | Others
0 | Venezuela | AMRO | PAHO RF
0 | Viet Nam | WPRO | UNICEF PS
0 | Yemen | EMRO | UNICEF PS
0 | Serbia | EURO | Others
0 | Zambia | AFRO | UNICEF PS
0 | Zimbabwe | AFRO | UNICEF PS