## Introduction
Language:
English | (select language / seleccione el idioma / choisir la langue / اختار اللغة / выберите язык)
Sustainable Development Goal 6 Monitoring
6.3.1 Safely Treated Household Wastewater
#N/A
Country Estimate
2024
Safely Treated Wastewater: Insufficient data
Background and methods
Guidance for the reader / user
Data and sources
Country estimate data summary
Officially reported data
Calculations and results
Part A: Estimation of household wastewater generated
Part B: Estimation of household wastewater generated by sanitation facility type
Part C: Household wastewater management chain
Part D: Estimation of household wastewater delivered to treatment facilities
Part E: Estimation of household wastewater safely treated
IN HOUSEHOLDS
IN HOUSEHOLDS

## Guidance
0

## Data inputs (all)
Country/territory name | Country ID (iso3) | Variable ID | Variable name | Variable code | Value | Units | Data type | Year | Used | Data source | Source ID | Notes
Albania | 0 | 0 | Country/territory population | 0 | 0 | Population (1000s) | 0 | 2024 | Yes | 2024 Revision of World Population Prospects
Albania | 0 | 0 | Proportion of population with drinking water supply on-premises | 0 | 0 | Percentage | 0 | 2024 | Yes | WHO/UNICEF Joint Monitoring Programme for Water Supply, Sanitation, and Hygiene (JMP) Household Country File, 2025 (link: https://washdata.org/)
Albania | 0 | 0 | Proportion of population with drinking water supply off-premises | 0 | 0 | Percentage | 0 | 2024 | Yes | WHO/UNICEF Joint Monitoring Programme for Water Supply, Sanitation, and Hygiene (JMP) Household Country File, 2025 (link: https://washdata.org/)
Albania | 0 | 0 | Average water used by households with on-premises water supply | 0 | 0 | Litres/person/day | 0 | 2022 | Yes | Eurostat | ALB_2022_ES | Eurostat online data code: env_wat_cat; computed in terms of per capita using demo_gind (Population on 1 January)
Albania | 0 | 0 | Average water used by households with off-premises water supply | 0 | 0 | Litres/person/day | 0 | 2024 | Yes | Standard assumption
Albania | 0 | 0 | Volume of household water used | 0 | 0 | Million m3/year | 0 | 2024 | Yes
Albania | 0 | 0 | Proportion of household water use converted into wastewater generated | 0 | 0 | Percentage | 0 | 2024 | Yes | Standard assumption
Albania | 0 | 0 | Volume of household wastewater generated | 0 | 0 | Million m3/year | 0 | 2022 | Yes | Eurostat, Country data from the Eurostat/OECD Joint Questionnaire on Inland Waters (link: https://ec.europa.eu/eurostat/web/environment/information-data/water; date accessed: September 2024) | ALB_2022_ES | Table: Generation and discharge of wastewater in volume (ENV_WW_GENV); Variable: Generation of wastewater - private households (GEN_HH)
Albania | 0 | 0 | Proportion of the population living in households connected to sewers | 0 | 0 | Percentage | 0 | 2024 | Yes | WHO/UNICEF Joint Monitoring Programme for Water Supply, Sanitation, and Hygiene (JMP) Household Country File, 2025 (link: https://washdata.org/)
Albania | 0 | 0 | Proportion of the population living in households connected to septic tanks | 0 | 0 | Percentage | 0 | 2024 | Yes | WHO/UNICEF Joint Monitoring Programme for Water Supply, Sanitation, and Hygiene (JMP) Household Country File, 2025 (link: https://washdata.org/)
Albania | 0 | 0 | Proportion of the population living in households with access to other improved sanitation facilities | 0 | 0 | Percentage | 0 | 2024 | Yes | WHO/UNICEF Joint Monitoring Programme for Water Supply, Sanitation, and Hygiene (JMP) Household Country File, 2025 (link: https://washdata.org/)
Albania | 0 | 0 | Proportion of the population living in households with access to unimproved sanitation facilities | 0 | 0 | Percentage | 0 | 2024 | Yes | WHO/UNICEF Joint Monitoring Programme for Water Supply, Sanitation, and Hygiene (JMP) Household Country File, 2025 (link: https://washdata.org/)
Albania | 0 | 0 | Proportion of the population living in households where members practice open defecation | 0 | 0 | Percentage | 0 | 2024 | Yes | WHO/UNICEF Joint Monitoring Programme for Water Supply, Sanitation, and Hygiene (JMP) Household Country File, 2025 (link: https://washdata.org/)
Albania | 0 | 0 | Volume of wastewater generated by households connected to sewers | 0 | 0 | Million m3/year | 0 | 2024 | Yes
Albania | 0 | 0 | Volume of wastewater generated by households connected to septic tanks | 0 | 0 | Million m3/year | 0 | 2024 | Yes
Albania | 0 | 0 | Volume of wastewater generated by households with access to other improved sanitation facilities | 0 | 0 | Million m3/year | 0 | 2024 | Yes
Albania | 0 | 0 | Volume of wastewater generated by households with access to unimproved sanitation facilities | 0 | 0 | Million m3/year | 0 | 2024 | Yes
Albania | 0 | 0 | Volume of wastewater generated by households where members practice open defecation | 0 | 0 | Million m3/year | 0 | 2024 | Yes
Albania | 0 | 0 | Proportion of sewer wastewater delivered to treatment plants | 0 | 0 | Percentage | 0 | 2022 | Yes | Eurostat, Country data from the Eurostat/OECD Joint Questionnaire on Inland Waters (link: https://ec.europa.eu/eurostat/web/environment/information-data/water; date accessed: September 2024) | ALB_2022_ES | Table: Population connected to wastewater treatment plants (ENV_WW_CON); derived from the proportion of the population connected to urban and other wastewater treatment plants (URB_OTH=32.4%) divided by the proportion of the population connected to wastewater collecting systems (sewers; URB_CS=69%)
Albania | 0 | 0 | Proportion of received sewer wastewater safely treated (by compliance) at treatment plants | 0 | 0 |  | 0
Albania | 0 | 0 | Proportion of received sewer wastewater safely treated (by technology) at treatment plants | 0 | 37.6223 | Percentage | R | 2022 | Yes | Eurostat, Country data from the Eurostat/OECD Joint Questionnaire on Inland Waters (link: https://ec.europa.eu/eurostat/web/environment/information-data/water; date accessed: September 2024) | ALB_2022_ES | Table: Generation and discharge of wastewater in volume (ENV_WW_GENV); derived from the volume (million m3/year) of urban wastewater treated at urban wastewater treatment plants by secondary or higher processes (TRT_URB_GE2=13.1) divided by the volume of inflow of urban wastewater to urban wastewater treatment plants (TRT_URB_IF=34.7).
Albania | 0 | 0 | Proportion of septic tanks with wastewater collected and contained | 0 | 0 | Percentage | 0 | 2024 | Yes | Standard assumption
Albania | 0 | 0 | Proportion of septic tanks with faecal sludge emptied and buried on-site | 0 | 0 | Percentage | 0 | 2024 | Yes | Standard assumption
Albania | 0 | 0 | Proportion of septic tanks with faecal sludge emptied and discharged locally (not delivered to treatment) | 0 | 0 | Percentage | 0 | 2024 | Yes | Standard assumption
Albania | 0 | 0 | Proportion of septic tanks with faecal sludge emptied and removed off-site | 0 | 0 | Percentage | 0 | 2024 | Yes | Standard assumption
Albania | 0 | 0 | Proportion of septic tanks with faecal sludge not yet emptied | 0 | 0 | Percentage | 0 | 2024 | Yes | Standard assumption
Albania | 0 | 0 | Proportion of septic tanks with faecal sludge removed and delivered to off-site treatment plants | 0 | 0 | Percentage | 0 | 2024 | Yes | Standard assumption
Albania | 0 | 0 | Proportion of septic tanks with faecal sludge delivered to and safely treated at off-site treatment plants | 0 | 0 | Percentage | 0 | 2024 | Yes | Standard Assumption |  | Assumes that performance of faecal sludge treatment at centralised treatment facilities is the same as that for sewer wastewater treatment
Albania | 0 | 0 | Volume of sewer wastewater delivered to wastewater treatment plants | 0 | 0 | Million m3/year | 0 | 2024 | Yes
Albania | 0 | 0 | Volume of septic tank wastewater collected in septic tanks with faecal sludge delivered to off-site treatment plants | 0 | 0 | Million m3/year | 0 | 2024 | Yes
Albania | 0 | 0 | Volume of septic tank wastewater collected in septic tanks with faecal sludge remaining on-site | 0 | 0 | Million m3/year | 0 | 2024 | Yes
Albania | 0 | 0 | Volume of household wastewater delivered to treatment facilities | 0 | 0 | Million m3/year | 0 | 2024 | Yes
Albania | 0 | 0 | Volume of sewer wastewater safely treated at wastewater treatment plants | 0 | 0 | Million m3/year | 0 | 2024 | Yes
Albania | 0 | 0 | Volume of septic tank wastewater safely treated in septic tanks with faecal sludge safely treated at off-site treatment plants | 0 | 0 | Million m3/year | 0 | 2024 | Yes
Albania | 0 | 0 | Volume of septic tank wastewater safely treated in septic tanks with faecal sludge safely treated on-site | 0 | 0 | Million m3/year | 0 | 2024 | Yes
Albania | 0 | 0 | Volume of safely treated household wastewater | 0 | 0 | Million m3/year | 0 | 2024 | Yes
Albania | 0 | 0 | Proportion of sewer wastewater safely treated | 0 | #DIV/0! | Percentage | 0 | 2024 | Yes
Albania | 0 | 0 | Proportion of septic tank wastewater and faecal sludge safely treated off-site | 0 | #DIV/0! | Percentage | 0 | 2024 | Yes
Albania | 0 | 0 | Proportion of septic tank wastewater and faecal sludge safely treated on-site | 0 | #DIV/0! | Percentage | 0 | 2024 | Yes
Albania | 0 | 0 | Proportion of safely treated household wastewater (SDG 6.3.1) | 0 | #DIV/0! | Percentage | 0 | 2024 | Yes

## Data inputs (reported)
Country/territory name | Country ID (iso3) | Variable ID | Variable name | Variable code | Value | Units | Data type | Year | Used | Reason not used | Data source | Source ID | Notes
Albania | ALB | 4 | Average water used by households with on-premises water supply | USE_WATON_AVG | 109.8993 | Litres/person/day | R | 2022 | Yes |  | Eurostat | ALB_2022_ES | Eurostat online data code: env_wat_cat; computed in terms of per capita using demo_gind (Population on 1 January)
Albania | ALB | 8 | Volume of household wastewater generated | GEN_VOL | 73.98 | Million m3/year | R | 2022 | Yes |  | Eurostat, Country data from the Eurostat/OECD Joint Questionnaire on Inland Waters (link: https://ec.europa.eu/eurostat/web/environment/information-data/water; date accessed: September 2024) | ALB_2022_ES | Table: Generation and discharge of wastewater in volume (ENV_WW_GENV); Variable: Generation of wastewater - private households (GEN_HH)
Albania | ALB | 19 | Proportion of sewer wastewater delivered to treatment plants | SEW_DEL_WWTP_PCT | 46.9565 | Percentage | R | 2022 | Yes |  | Eurostat, Country data from the Eurostat/OECD Joint Questionnaire on Inland Waters (link: https://ec.europa.eu/eurostat/web/environment/information-data/water; date accessed: September 2024) | ALB_2022_ES | Table: Population connected to wastewater treatment plants (ENV_WW_CON); derived from the proportion of the population connected to urban and other wastewater treatment plants (URB_OTH=32.4%) divided by the proportion of the population connected to wastewater collecting systems (sewers; URB_CS=69%)
Albania | ALB | 21 | Proportion of received sewer wastewater safely treated (by technology) at treatment plants | SEW_ST_WWTP_TCH_PCT | 37.6223 | Percentage | R | 2022 | Yes |  | Eurostat, Country data from the Eurostat/OECD Joint Questionnaire on Inland Waters (link: https://ec.europa.eu/eurostat/web/environment/information-data/water; date accessed: September 2024) | ALB_2022_ES | Table: Generation and discharge of wastewater in volume (ENV_WW_GENV); derived from the volume (million m3/year) of urban wastewater treated at urban wastewater treatment plants by secondary or higher processes (TRT_URB_GE2=13.1) divided by the volume of inflow of urban wastewater to urban wastewater treatment plants (TRT_URB_IF=34.7).
Albania | ALB | 4 | Average water used by households with on-premises water supply | USE_WATON_AVG | 269.54 | Litres/person/day | R | 2017 | No | Not the most recent data point for this variable | Eurostat | ALB_2017_ES | Eurostat online data code: env_wat_cat; computed in terms of per capita using demo_gind (Population on 1 January)
Albania | ALB | 4 | Average water used by households with on-premises water supply | USE_WATON_AVG | 196.25 | Litres/person/day | R | 2018 | No | Not the most recent data point for this variable | Eurostat | ALB_2018_ES | Eurostat online data code: env_wat_cat; computed in terms of per capita using demo_gind (Population on 1 January)
Albania | ALB | 4 | Average water used by households with on-premises water supply | USE_WATON_AVG | 172.82 | Litres/person/day | R | 2019 | No | Not the most recent data point for this variable | Eurostat | ALB_2019_ES | Eurostat online data code: env_wat_cat; computed in terms of per capita using demo_gind (Population on 1 January)
Albania | ALB | 4 | Average water used by households with on-premises water supply | USE_WATON_AVG | 134.77 | Litres/person/day | R | 2020 | No | Not the most recent data point for this variable | Eurostat | ALB_2020_ES | Eurostat online data code: env_wat_cat; computed in terms of per capita using demo_gind (Population on 1 January)
Albania | ALB | 4 | Average water used by households with on-premises water supply | USE_WATON_AVG | 107.57 | Litres/person/day | R | 2021 | No | Not the most recent data point for this variable | Eurostat | ALB_2021_ES | Eurostat online data code: env_wat_cat; computed in terms of per capita using demo_gind (Population on 1 January)
Albania | ALB | 8 | Volume of household wastewater generated | GEN_VOL | 44.1 | Million m3/year | R | 2014 | No | Not the most recent data point for this variable | Eurostat, Country data from the Eurostat/OECD Joint Questionnaire on Inland Waters (link: https://ec.europa.eu/eurostat/web/environment/information-data/water; date accessed: September 2024) | ALB_2014_ES | Table: Generation and discharge of wastewater in volume (ENV_WW_GENV); Variable: Generation of wastewater - private households (GEN_HH)
Albania | ALB | 8 | Volume of household wastewater generated | GEN_VOL | 19.71 | Million m3/year | R | 2014 | No | Data quality/validity issue | UNSD, Country Files from the UNSD/UNEP data collection on Environment Statistics (date accessed: September 2024) | ALB_2014_UNSD | Table W4, Line 9, Total wastewater generated by households
Albania | ALB | 8 | Volume of household wastewater generated | GEN_VOL | 43.2 | Million m3/year | R | 2015 | No | Not the most recent data point for this variable | Eurostat, Country data from the Eurostat/OECD Joint Questionnaire on Inland Waters (link: https://ec.europa.eu/eurostat/web/environment/information-data/water; date accessed: September 2024) | ALB_2015_ES | Table: Generation and discharge of wastewater in volume (ENV_WW_GENV); Variable: Generation of wastewater - private households (GEN_HH)
Albania | ALB | 8 | Volume of household wastewater generated | GEN_VOL | 19.67 | Million m3/year | R | 2015 | No | Data quality/validity issue | UNSD, Country Files from the UNSD/UNEP data collection on Environment Statistics (date accessed: September 2024) | ALB_2015_UNSD | Table W4, Line 9, Total wastewater generated by households
Albania | ALB | 8 | Volume of household wastewater generated | GEN_VOL | 43.5 | Million m3/year | R | 2016 | No | Not the most recent data point for this variable | Eurostat, Country data from the Eurostat/OECD Joint Questionnaire on Inland Waters (link: https://ec.europa.eu/eurostat/web/environment/information-data/water; date accessed: September 2024) | ALB_2016_ES | Table: Generation and discharge of wastewater in volume (ENV_WW_GENV); Variable: Generation of wastewater - private households (GEN_HH)
Albania | ALB | 8 | Volume of household wastewater generated | GEN_VOL | 44.2 | Million m3/year | R | 2017 | No | Not the most recent data point for this variable | Eurostat, Country data from the Eurostat/OECD Joint Questionnaire on Inland Waters (link: https://ec.europa.eu/eurostat/web/environment/information-data/water; date accessed: September 2024) | ALB_2017_ES | Table: Generation and discharge of wastewater in volume (ENV_WW_GENV); Variable: Generation of wastewater - private households (GEN_HH)
Albania | ALB | 8 | Volume of household wastewater generated | GEN_VOL | 42.7 | Million m3/year | R | 2018 | No | Not the most recent data point for this variable | Eurostat, Country data from the Eurostat/OECD Joint Questionnaire on Inland Waters (link: https://ec.europa.eu/eurostat/web/environment/information-data/water; date accessed: September 2024) | ALB_2018_ES | Table: Generation and discharge of wastewater in volume (ENV_WW_GENV); Variable: Generation of wastewater - private households (GEN_HH)
Albania | ALB | 8 | Volume of household wastewater generated | GEN_VOL | 55.33 | Million m3/year | R | 2019 | No | Not the most recent data point for this variable | Eurostat, Country data from the Eurostat/OECD Joint Questionnaire on Inland Waters (link: https://ec.europa.eu/eurostat/web/environment/information-data/water; date accessed: September 2024) | ALB_2019_ES | Table: Generation and discharge of wastewater in volume (ENV_WW_GENV); Variable: Generation of wastewater - private households (GEN_HH)
Albania | ALB | 8 | Volume of household wastewater generated | GEN_VOL | 56.17 | Million m3/year | R | 2020 | No | Not the most recent data point for this variable | Eurostat, Country data from the Eurostat/OECD Joint Questionnaire on Inland Waters (link: https://ec.europa.eu/eurostat/web/environment/information-data/water; date accessed: September 2024) | ALB_2020_ES | Table: Generation and discharge of wastewater in volume (ENV_WW_GENV); Variable: Generation of wastewater - private households (GEN_HH)
Albania | ALB | 8 | Volume of household wastewater generated | GEN_VOL | 71.4 | Million m3/year | R | 2021 | No | Not the most recent data point for this variable | Eurostat, Country data from the Eurostat/OECD Joint Questionnaire on Inland Waters (link: https://ec.europa.eu/eurostat/web/environment/information-data/water; date accessed: September 2024) | ALB_2021_ES | Table: Generation and discharge of wastewater in volume (ENV_WW_GENV); Variable: Generation of wastewater - private households (GEN_HH)
Albania | ALB | 19 | Proportion of sewer wastewater delivered to treatment plants | SEW_DEL_WWTP_PCT | 44 | Percentage | R | 2014 | No | Not the most recent data point for this variable | Eurostat, Country data from the Eurostat/OECD Joint Questionnaire on Inland Waters (link: https://ec.europa.eu/eurostat/web/environment/information-data/water; date accessed: September 2024) | ALB_2014_ES | Table: Population connected to wastewater treatment plants (ENV_WW_CON); derived from the proportion of the population connected to urban and other wastewater treatment plants (URB_OTH=20.9%) divided by the proportion of the population connected to wastewater collecting systems (sewers; URB_CS=47.5%)
Albania | ALB | 19 | Proportion of sewer wastewater delivered to treatment plants | SEW_DEL_WWTP_PCT | 38.15 | Percentage | R | 2015 | No | Not the most recent data point for this variable | Eurostat, Country data from the Eurostat/OECD Joint Questionnaire on Inland Waters (link: https://ec.europa.eu/eurostat/web/environment/information-data/water; date accessed: September 2024) | ALB_2015_ES | Table: Population connected to wastewater treatment plants (ENV_WW_CON); derived from the proportion of the population connected to urban and other wastewater treatment plants (URB_OTH=19%) divided by the proportion of the population connected to wastewater collecting systems (sewers; URB_CS=49.8%)
Albania | ALB | 19 | Proportion of sewer wastewater delivered to treatment plants | SEW_DEL_WWTP_PCT | 31.25 | Percentage | R | 2016 | No | Not the most recent data point for this variable | Eurostat, Country data from the Eurostat/OECD Joint Questionnaire on Inland Waters (link: https://ec.europa.eu/eurostat/web/environment/information-data/water; date accessed: September 2024) | ALB_2016_ES | Table: Population connected to wastewater treatment plants (ENV_WW_CON); derived from the proportion of the population connected to urban and other wastewater treatment plants (URB_OTH=16%) divided by the proportion of the population connected to wastewater collecting systems (sewers; URB_CS=51.2%)
Albania | ALB | 19 | Proportion of sewer wastewater delivered to treatment plants | SEW_DEL_WWTP_PCT | 34.77 | Percentage | R | 2017 | No | Not the most recent data point for this variable | Eurostat, Country data from the Eurostat/OECD Joint Questionnaire on Inland Waters (link: https://ec.europa.eu/eurostat/web/environment/information-data/water; date accessed: September 2024) | ALB_2017_ES | Table: Population connected to wastewater treatment plants (ENV_WW_CON); derived from the proportion of the population connected to urban and other wastewater treatment plants (URB_OTH=17.4%) divided by the proportion of the population connected to wastewater collecting systems (sewers; URB_CS=50.2%)
Albania | ALB | 19 | Proportion of sewer wastewater delivered to treatment plants | SEW_DEL_WWTP_PCT | 51.92 | Percentage | R | 2018 | No | Not the most recent data point for this variable | Eurostat, Country data from the Eurostat/OECD Joint Questionnaire on Inland Waters (link: https://ec.europa.eu/eurostat/web/environment/information-data/water; date accessed: September 2024) | ALB_2018_ES | Table: Population connected to wastewater treatment plants (ENV_WW_CON); derived from the proportion of the population connected to urban and other wastewater treatment plants (URB_OTH=27%) divided by the proportion of the population connected to wastewater collecting systems (sewers; URB_CS=52%)
Albania | ALB | 19 | Proportion of sewer wastewater delivered to treatment plants | SEW_DEL_WWTP_PCT | 52.69 | Percentage | R | 2019 | No | Not the most recent data point for this variable | Eurostat, Country data from the Eurostat/OECD Joint Questionnaire on Inland Waters (link: https://ec.europa.eu/eurostat/web/environment/information-data/water; date accessed: September 2024) | ALB_2019_ES | Table: Population connected to wastewater treatment plants (ENV_WW_CON); derived from the proportion of the population connected to urban and other wastewater treatment plants (URB_OTH=27%) divided by the proportion of the population connected to wastewater collecting systems (sewers; URB_CS=51.2%)
Albania | ALB | 19 | Proportion of sewer wastewater delivered to treatment plants | SEW_DEL_WWTP_PCT | 52.09 | Percentage | R | 2020 | No | Not the most recent data point for this variable | Eurostat, Country data from the Eurostat/OECD Joint Questionnaire on Inland Waters (link: https://ec.europa.eu/eurostat/web/environment/information-data/water; date accessed: September 2024) | ALB_2020_ES | Table: Population connected to wastewater treatment plants (ENV_WW_CON); derived from the proportion of the population connected to urban and other wastewater treatment plants (URB_OTH=27%) divided by the proportion of the population connected to wastewater collecting systems (sewers; URB_CS=51.8%)
Albania | ALB | 19 | Proportion of sewer wastewater delivered to treatment plants | SEW_DEL_WWTP_PCT | 50 | Percentage | R | 2021 | No | Not the most recent data point for this variable | Eurostat, Country data from the Eurostat/OECD Joint Questionnaire on Inland Waters (link: https://ec.europa.eu/eurostat/web/environment/information-data/water; date accessed: September 2024) | ALB_2021_ES | Table: Population connected to wastewater treatment plants (ENV_WW_CON); derived from the proportion of the population connected to urban and other wastewater treatment plants (URB_OTH=26.5%) divided by the proportion of the population connected to wastewater collecting systems (sewers; URB_CS=53%)
Albania | ALB | 21 | Proportion of received sewer wastewater safely treated (by technology) at treatment plants | SEW_ST_WWTP_TCH_PCT | 52.38 | Percentage | R | 2014 | No | Not the most recent data point for this variable | Eurostat, Country data from the Eurostat/OECD Joint Questionnaire on Inland Waters (link: https://ec.europa.eu/eurostat/web/environment/information-data/water; date accessed: September 2024) | ALB_2014_ES | Table: Population connected to wastewater treatment plants (ENV_WW_CON); derived from the proportion of the population connected to wastewater treatment plants of at least secondary treatment [secondary (URB_OTH_T2=8.8%) & tertiary (URB_OTH_T3=1.1%) treatment] divided by the proportion of the population connected to wastewater treatment plants of any treatment [primary (URB_OTH_T1=9%), secondary (URB_OTH_T2=8.8%), & tertiary (URB_OTH_T3=1.1%) treatment].
Albania | ALB | 21 | Proportion of received sewer wastewater safely treated (by technology) at treatment plants | SEW_ST_WWTP_TCH_PCT | 40.2 | Percentage | R | 2014 | No | Data quality/validity issue | UNSD, Country Files from the UNSD/UNEP data collection on Environment Statistics (date accessed: September 2024) | ALB_2014_UNSD | Table W4, derived from the volume of urban wastewater (million m3/year) delivered to wastewater treatment plants and treated by secondary or higher processes [secondary (line 13=2.92) & tertiary (line 14=0) treatment] divided by the volume delivered to wastewater treatment plants [primary (line 12=4.34), secondary (line 13=2.92), & tertiary (line 14=0) treatment].
Albania | ALB | 21 | Proportion of received sewer wastewater safely treated (by technology) at treatment plants | SEW_ST_WWTP_TCH_PCT | 48.48 | Percentage | R | 2015 | No | Not the most recent data point for this variable | Eurostat, Country data from the Eurostat/OECD Joint Questionnaire on Inland Waters (link: https://ec.europa.eu/eurostat/web/environment/information-data/water; date accessed: September 2024) | ALB_2015_ES | Table: Population connected to wastewater treatment plants (ENV_WW_CON); derived from the proportion of the population connected to wastewater treatment plants of at least secondary treatment [secondary (URB_OTH_T2=7%) & tertiary (URB_OTH_T3=1%) treatment] divided by the proportion of the population connected to wastewater treatment plants of any treatment [primary (URB_OTH_T1=8.5%), secondary (URB_OTH_T2=7%), & tertiary (URB_OTH_T3=1%) treatment].
Albania | ALB | 21 | Proportion of received sewer wastewater safely treated (by technology) at treatment plants | SEW_ST_WWTP_TCH_PCT | 38.89 | Percentage | R | 2015 | No | Data quality/validity issue | UNSD, Country Files from the UNSD/UNEP data collection on Environment Statistics (date accessed: September 2024) | ALB_2015_UNSD | Table W4, derived from the volume of urban wastewater (million m3/year) delivered to wastewater treatment plants and treated by secondary or higher processes [secondary (line 13=2.56) & tertiary (line 14=0) treatment] divided by the volume delivered to wastewater treatment plants [primary (line 12=4.01), secondary (line 13=2.56), & tertiary (line 14=0) treatment].
Albania | ALB | 21 | Proportion of received sewer wastewater safely treated (by technology) at treatment plants | SEW_ST_WWTP_TCH_PCT | 46.98 | Percentage | R | 2016 | No | Not the most recent data point for this variable | Eurostat, Country data from the Eurostat/OECD Joint Questionnaire on Inland Waters (link: https://ec.europa.eu/eurostat/web/environment/information-data/water; date accessed: September 2024) | ALB_2016_ES | Table: Population connected to wastewater treatment plants (ENV_WW_CON); derived from the proportion of the population connected to wastewater treatment plants of at least secondary treatment [secondary (URB_OTH_T2=6%) & tertiary (URB_OTH_T3=1%) treatment] divided by the proportion of the population connected to wastewater treatment plants of any treatment [primary (URB_OTH_T1=7.9%), secondary (URB_OTH_T2=6%), & tertiary (URB_OTH_T3=1%) treatment].
Albania | ALB | 21 | Proportion of received sewer wastewater safely treated (by technology) at treatment plants | SEW_ST_WWTP_TCH_PCT | 47.51 | Percentage | R | 2017 | No | Not the most recent data point for this variable | Eurostat, Country data from the Eurostat/OECD Joint Questionnaire on Inland Waters (link: https://ec.europa.eu/eurostat/web/environment/information-data/water; date accessed: September 2024) | ALB_2017_ES | Table: Population connected to wastewater treatment plants (ENV_WW_CON); derived from the proportion of the population connected to wastewater treatment plants of at least secondary treatment [secondary (URB_OTH_T2=6.34%) & tertiary (URB_OTH_T3=1%) treatment] divided by the proportion of the population connected to wastewater treatment plants of any treatment [primary (URB_OTH_T1=8.11%), secondary (URB_OTH_T2=6.34%), & tertiary (URB_OTH_T3=1%) treatment].
Albania | ALB | 21 | Proportion of received sewer wastewater safely treated (by technology) at treatment plants | SEW_ST_WWTP_TCH_PCT | 55.45 | Percentage | R | 2018 | No | Data quality/validity issue | Eurostat, Country data from the Eurostat/OECD Joint Questionnaire on Inland Waters (link: https://ec.europa.eu/eurostat/web/environment/information-data/water; date accessed: September 2024) | ALB_2018_ES | Table: Population connected to wastewater treatment plants (ENV_WW_CON); derived from the proportion of the population connected to wastewater treatment plants of at least secondary treatment [secondary (URB_OTH_T2=21.9%) & tertiary (URB_OTH_T3=11.7%) treatment] divided by the proportion of the population connected to wastewater treatment plants of any treatment [primary (URB_OTH_T1=27%), secondary (URB_OTH_T2=21.9%), & tertiary (URB_OTH_T3=11.7%) treatment].
Albania | ALB | 21 | Proportion of received sewer wastewater safely treated (by technology) at treatment plants | SEW_ST_WWTP_TCH_PCT | 55.5 | Percentage | R | 2019 | No | Data quality/validity issue | Eurostat, Country data from the Eurostat/OECD Joint Questionnaire on Inland Waters (link: https://ec.europa.eu/eurostat/web/environment/information-data/water; date accessed: September 2024) | ALB_2019_ES | Table: Population connected to wastewater treatment plants (ENV_WW_CON); derived from the proportion of the population connected to wastewater treatment plants of at least secondary treatment [secondary (URB_OTH_T2=22%) & tertiary (URB_OTH_T3=9.8%) treatment] divided by the proportion of the population connected to wastewater treatment plants of any treatment [primary (URB_OTH_T1=25.5%), secondary (URB_OTH_T2=22%), & tertiary (URB_OTH_T3=9.8%) treatment].
Albania | ALB | 21 | Proportion of received sewer wastewater safely treated (by technology) at treatment plants | SEW_ST_WWTP_TCH_PCT | 54.31 | Percentage | R | 2020 | No | Data quality/validity issue | Eurostat, Country data from the Eurostat/OECD Joint Questionnaire on Inland Waters (link: https://ec.europa.eu/eurostat/web/environment/information-data/water; date accessed: September 2024) | ALB_2020_ES | Table: Population connected to wastewater treatment plants (ENV_WW_CON); derived from the proportion of the population connected to wastewater treatment plants of at least secondary treatment [secondary (URB_OTH_T2=21.7%) & tertiary (URB_OTH_T3=9.2%) treatment] divided by the proportion of the population connected to wastewater treatment plants of any treatment [primary (URB_OTH_T1=26%), secondary (URB_OTH_T2=21.7%), & tertiary (URB_OTH_T3=9.2%) treatment].
Albania | ALB | 21 | Proportion of received sewer wastewater safely treated (by technology) at treatment plants | SEW_ST_WWTP_TCH_PCT | 49.44 | Percentage | R | 2021 | No | Not the most recent data point for this variable | Eurostat, Country data from the Eurostat/OECD Joint Questionnaire on Inland Waters (link: https://ec.europa.eu/eurostat/web/environment/information-data/water; date accessed: September 2024) | ALB_2021_ES | Table: Generation and discharge of wastewater in volume (ENV_WW_GENV); derived from the volume (million m3/year) of urban wastewater treated at urban wastewater treatment plants by secondary or higher processes (TRT_URB_GE2=17.8) divided by the volume of inflow of urban wastewater to urban wastewater treatment plants (TRT_URB_IF=36).

## A- Generated
#N/A
This worksheet presents data and calculations for the computation of the total volume of household wastewater generated per year [8], based on population, per capita water use, and a domestic water to wastewater conversion factor. However, if the total volume of household wastewater generated has been officially reported, it has been used directly and variables [1] to [7] are no longer applicable.
Variable name |  | Variable ID | Value | Units | Code | Notes
Country/territory population |  | [1] | 0 | Population (1000s) | 0
Location of drinking water supply (proportion of the population)
| On-premises* | [2] | 0 | Percentage | 0
| Off-premises* | [3] | 0 | Percentage | 0
Household water used
| On-premises* (average) | [4] | 0 | Litres/person/day | 0
| Off-premises* (average) | [5] | 0 | Litres/person/day | 0
| Volume of household water used | [6] | 0 | Million m3/year | 0 | = [1] x [2] x [4] + [1] x [3] x [5]
Household wastewater generated
| Proportion of household water use converted into wastewater generated | [7] | 0 | Percentage | 0
| Volume of household wastewater generated | [8] | 0 | Million m3/year | 0 | = [6] x [7]
Notes: | [variable numbers shown in square brackets - see links to the 'Data inputs (all)' worksheet for additional details]
A - Assumption
C - Internally calculated value
E - Estimated value based on official national statistics
R - Reported value sourced from official national statistics
* - On and off -premises referring to the location of the primary drinking water supply

## B- Generated by facility type
#N/A
This worksheet presents data and calculations on the disaggregation of the total volume of household wastewater generated [8] from Part A by wastewater stream (classified by household sanitation facility type). For some countries, the volumetric proportion of total household wastewater flow in each stream (column H) may differ from the population based proportion (column C) because the volumetric disaggregation (column F) accounts for the fact that households with sophisticated sanitation facilities (sewers and septic tanks) are more likely to also have their drinking water supply on the premises, and that water use and wastewater produced may be higher among those households with an on-premises supply. | Part B: Estimation of household wastewater generated by stream (sanitation facility type)(, 2020) | Part B: Estimation of household wastewater generated by stream (sanitation facility type)(, 2020) | Part B: Estimation of household wastewater generated by stream (sanitation facility type)(, 2020) | Part B: Estimation of household wastewater generated by stream (sanitation facility type)(, 2020) | Part B: Estimation of household wastewater generated by stream (sanitation facility type)(, 2020) | Part B: Estimation of household wastewater generated by stream (sanitation facility type)(, 2020) | Part B: Estimation of household wastewater generated by stream (sanitation facility type)(, 2020) | Part B: Estimation of household wastewater generated by stream (sanitation facility type)(, 2020) | Part B: Estimation of household wastewater generated by stream (sanitation facility type)(, 2020) | Part B: Estimation of household wastewater generated by stream (sanitation facility type)(, 2020) | Part B: Estimation of household wastewater generated by stream (sanitation facility type)(, 2020) | Part B: Estimation of household wastewater generated by stream (sanitation facility type)(, 2020)
Household sanitation facility coverage |  |  |  | Household wastewater generated by sanitation facility type
Type of sanitation facility | Proportion of population [%] | Type of sanitation facility | Type of sanitation facility | Volume [million m3/year] |  |  | Proportion of volume [%]
Stream 1: Sewers | 9 | 0% | 0 | [14] | 0 | 0 | #DIV/0! | C | [14] / [8]
Stream 2: Septic tanks | 10 | 0% | 0 | [15] | 0 | 0 | #DIV/0! | C | [15] / [8]
Other improved facilities | [11] | 0% | 0 | [16] | 0 | 0 | #DIV/0! | C | [16] / [8]
Unimproved facilities | [12] | 0% | 0 | [17] | 0 | 0 | #DIV/0! | C | [17] / [8]
Open defecation | [13] | 0% | 0 | [18] | 0 | 0 | #DIV/0! | C | [18] / [8]
|  |  | Total: | [8] | 0 | 0 | #DIV/0! | C
Data requirements for a country estimate:
More wastewater was generated by households with sewer connections [14] than those with septic tank connections [15]. Accordingly, data on sewer wastewater treatment plant performance [20]/[21] are needed to produce an estimate of safely treated wastewater. | Data requirements for a country estimate: | Data requirements for a country estimate: | Data requirements for a country estimate: | Data requirements for a country estimate: | Data requirements for a country estimate: | Data requirements for a country estimate: | Data requirements for a country estimate: | Data requirements for a country estimate: | Data requirements for a country estimate: | Data requirements for a country estimate: | Data requirements for a country estimate: | Data requirements for a country estimate:
Data requirements for a country estimate: | Data requirements for a country estimate: | Data requirements for a country estimate: | Data requirements for a country estimate: | Data requirements for a country estimate: | Data requirements for a country estimate: | Data requirements for a country estimate: | Data requirements for a country estimate: | Data requirements for a country estimate: | Data requirements for a country estimate: | Data requirements for a country estimate: | Data requirements for a country estimate: | Data requirements for a country estimate:
Notes: |  | [variable numbers shown in square brackets - see links to the 'Data inputs (all)' worksheet for additional details]
A - Assumption
C - Internally calculated value
E - Estimated value based on official national statistics
R - Reported value sourced from official national statistics

## C- WW management chain
#N/A
This worksheet presents data on the variables associated with the household wastewater management chain covering the sewer and septic tank wastewater streams. These data support the computation of the proportion of flows collected at treatment facilities (Part D) and safely treated (Part E) within each stream.
Variable name |  | Variable ID | Value | Units | Code | Notes
Stream 1: Sewer wastewater flows
| Volume of sewer wastewater generated | [14] | 0 | Million m3/year | 0 | See Part B
| Sewer wastewater as a proportion of total household wastewater generated | -- | #DIV/0! | Percentage | C | = [14] / [8]
| Proportion delivered to treatment plants | [19] | 0 | Percentage | 0
| Proportion of delivered that is safely treated (by compliance) at treatment plants | [20] | 0 | Percentage | 0
| Proportion of delivered that is safely treated (by technology) at treatment plants | [21] | #NAME? | Percentage | R
Stream 2: Septic tank wastewater flows
| Volume of septic tank wastewater generated | [15] | 0 | Million m3/year | 0 | See Part B
| Septic tank wastewater as a proportion of total household wastewater generated | -- | #DIV/0! | Percentage | C | = [15] / [8]
| Proportion of tanks with wastewater collected and contained | [22] | 0 | Percentage | 0
Stream 2a: Septic tank wastewater treatment and off-site disposal
| Proportion of tanks with faecal sludge emptied and discharged locally | [24] | 0 | Percentage | 0
| Proportion of tanks with faecal sludge emptied and removed off-site | [25] | 0 | Percentage | 0
| Proportion of tanks with faecal sludge removed off-site and delivered to off-site treatment plants | [27] | 0 | Percentage | 0
| Proportion of tanks with faecal sludge delivered to and safely treated at off-site treatment plants | [28] | 0 | Percentage | 0
Stream 2b: Septic tank wastewater treatment and on-site disposal
| Proportion of tanks with faecal sludge emptied and buried on-site | [23] | 0 | Percentage | 0
| Proportion of tanks with faecal sludge not yet emptied | [26] | 0 | Percentage | 0
R
Are data sufficient to compute a country estimate?
No, since the volume of sewer wastewater generated [14] is greater than the volume of septic tank wastewater generated [15], and data on sewer wastewater treatment performance [20]/[21] are not reported
Notes: | [variable numbers shown in square brackets - see links to the 'Data inputs (all)' worksheet for additional details]
A - Assumption
C - Internally calculated value
E - Estimated value based on official national statistics
R - Reported value sourced from official national statistics

## D- Delivered
#N/A
This worksheet presents a summary of estimated household wastewater flows delivered to treatment facilities based on the computations and data in Parts B and C. Proportions are presented of the total household wastewater generated (Column E) and by each stream (Column H).
Variable name | Volume [million m3/year] |  |  | Proportion of total household wastewater generated (%) |  |  | Proportion of volume generated in each wastewater stream (%)
Stream 1: Sewers delivered to wastewater treatment plants | 0 | 0 | [29] = [14] x [19] | #DIV/0! | C | [29] / [8] | N/A | C | [29] / [14]
Stream 2a: Collected in septic tanks with faecal sludge delivered to off-site wastewater treatment plants | 0 | 0 | [30] = [15] x [22] x [25] x [27] | #DIV/0! | C | [30] / [8] | N/A | C | [30] / [15]
Stream 2b: Collected in septic tanks with faecal sludge delivered to on-site treatment | 0 | 0 | [31] = [15] x [22] x ([23] + [26]) | #DIV/0! | C | [31] / [8] | N/A | C | [31] / [15]
Total delivered to treatment | 0 | 0 | [32] = [29] + [30] + [31] | #DIV/0! | C | [32] / [8] | - |  | -
Notes: | [variable numbers shown in square brackets - see links to the 'Data inputs (all)' worksheet for additional details]
A - Assumption
C - Internally calculated value
E - Estimated value based on official national statistics
R - Reported value sourced from official national statistics

## E- Safely treated
#N/A
This worksheet presents a summary of estimated household wastewater flows safely treated based on the data presented in Parts B, C and D. If sufficient data were officially reported, the overall country estimate for safely treated household wastewater [40] is also presented. Proportions are presented of the total household wastewater generated (Column E) and by each stream (Column H).
Variable name | Volume [million m3/year] |  |  | Proportion of total household wastewater generated (%) |  |  | Proportion of volume generated in each wastewater stream (%)
Stream 1: Safely treated from sewers at wastewater treatment plants | 0 | 0 | [33] = [29] x [20] or [21] | #DIV/0! | 0 | [37] = [33] / [8] | N/A | C | [33] / [14]
Stream 2a: Safely treated at septic tanks with faecal sludge safely treated at off-site wastewater treatment plants | 0 | 0 | [34] = [30] x [28] | #DIV/0! | 0 | [38] = [34] / [8] | N/A | C | [34] / [15]
Stream 2b: Safely treated at septic tanks with faecal sludge safely treated at on-site treatment | 0 | 0 | [35] = [31] x 100% | #DIV/0! | 0 | [39] = [35] / [8] | N/A | C | [35] / [15]
Total safely treated | 0 | 0 | [36] = [33] + [34] + [35] | Insufficient data | 0 | [40] = [36] / [8] | - |  | -
Are data sufficient to compute a country estimate? | No, since the volume of sewer wastewater generated [14] is greater than the volume of septic tank wastewater generated [15], and data on sewer wastewater treatment performance [20]/[21] are not reported
Notes: | [variable numbers shown in square brackets - see links to the 'Data inputs (all)' worksheet for additional details]
A - Assumption
C - Internally calculated value
E - Estimated value based on official national statistics
R - Reported value sourced from official national statistics

## _Data inputs (all) (hidden)
filename_country | Country ID (iso3) | Variable ID | Variable name | Variable code | Value | Units | Data type | year | Used | Data source | Source ID | Notes
Albania | ALB | 1 | Country/territory population | POP | 2791.765 | Population (1000s) | E | 2024 | Yes | 2024 Revision of World Population Prospects
Albania | ALB | 2 | Proportion of population with drinking water supply on-premises | POP_WATON_PCT | 81.3588 | Percentage | E | 2024 | Yes | WHO/UNICEF Joint Monitoring Programme for Water Supply, Sanitation, and Hygiene (JMP) Household Country File, 2025 (link: https://washdata.org/)
Albania | ALB | 3 | Proportion of population with drinking water supply off-premises | POP_WATOFF_PCT | 18.6412 | Percentage | E | 2024 | Yes | WHO/UNICEF Joint Monitoring Programme for Water Supply, Sanitation, and Hygiene (JMP) Household Country File, 2025 (link: https://washdata.org/)
Albania | ALB | 4 | Average water used by households with on-premises water supply | USE_WATON_AVG | 109.8993 | Litres/person/day | R | 2022 | Yes | Eurostat | ALB_2022_ES | Eurostat online data code: env_wat_cat; computed in terms of per capita using demo_gind (Population on 1 January)
Albania | ALB | 5 | Average water used by households with off-premises water supply | USE_WATOFF_AVG | 20 | Litres/person/day | A | 2024 | Yes | Standard assumption
Albania | ALB | 6 | Volume of household water used | USE_VOL | 94.9101 | Million m3/year | C | 2024 | Yes
Albania | ALB | 7 | Proportion of household water use converted into wastewater generated | USE_TO_WW_PCT | 80 | Percentage | A | 2024 | Yes | Standard assumption
Albania | ALB | 8 | Volume of household wastewater generated | GEN_VOL | 73.98 | Million m3/year | R | 2022 | Yes | Eurostat, Country data from the Eurostat/OECD Joint Questionnaire on Inland Waters (link: https://ec.europa.eu/eurostat/web/environment/information-data/water; date accessed: September 2024) | ALB_2022_ES | Table: Generation and discharge of wastewater in volume (ENV_WW_GENV); Variable: Generation of wastewater - private households (GEN_HH)
Albania | ALB | 9 | Proportion of the population living in households connected to sewers | SEW_PCT | 64.1852 | Percentage | E | 2024 | Yes | WHO/UNICEF Joint Monitoring Programme for Water Supply, Sanitation, and Hygiene (JMP) Household Country File, 2025 (link: https://washdata.org/)
Albania | ALB | 10 | Proportion of the population living in households connected to septic tanks | SEP_PCT | 4.0225 | Percentage | E | 2024 | Yes | WHO/UNICEF Joint Monitoring Programme for Water Supply, Sanitation, and Hygiene (JMP) Household Country File, 2025 (link: https://washdata.org/)
Albania | ALB | 11 | Proportion of the population living in households with access to other improved sanitation facilities | OTHIMP_PCT | 31.6563 | Percentage | E | 2024 | Yes | WHO/UNICEF Joint Monitoring Programme for Water Supply, Sanitation, and Hygiene (JMP) Household Country File, 2025 (link: https://washdata.org/)
Albania | ALB | 12 | Proportion of the population living in households with access to unimproved sanitation facilities | UNIMP_PCT | 0.13606 | Percentage | E | 2024 | Yes | WHO/UNICEF Joint Monitoring Programme for Water Supply, Sanitation, and Hygiene (JMP) Household Country File, 2025 (link: https://washdata.org/)
Albania | ALB | 13 | Proportion of the population living in households where members practice open defecation | OD_PCT | 0 | Percentage | E | 2024 | Yes | WHO/UNICEF Joint Monitoring Programme for Water Supply, Sanitation, and Hygiene (JMP) Household Country File, 2025 (link: https://washdata.org/)
Albania | ALB | 14 | Volume of wastewater generated by households connected to sewers | SEW_VOL | 47.4842 | Million m3/year | C | 2024 | Yes
Albania | ALB | 15 | Volume of wastewater generated by households connected to septic tanks | SEP_VOL | 2.9758 | Million m3/year | C | 2024 | Yes
Albania | ALB | 16 | Volume of wastewater generated by households with access to other improved sanitation facilities | OTHIMP_VOL | 23.4193 | Million m3/year | C | 2024 | Yes
Albania | ALB | 17 | Volume of wastewater generated by households with access to unimproved sanitation facilities | UNIMP_VOL | 0.10065 | Million m3/year | C | 2024 | Yes
Albania | ALB | 18 | Volume of wastewater generated by households where members practice open defecation | OD_VOL | 0 | Million m3/year | C | 2024 | Yes
Albania | ALB | 19 | Proportion of sewer wastewater delivered to treatment plants | SEW_DEL_WWTP_PCT | 46.9565 | Percentage | R | 2022 | Yes | Eurostat, Country data from the Eurostat/OECD Joint Questionnaire on Inland Waters (link: https://ec.europa.eu/eurostat/web/environment/information-data/water; date accessed: September 2024) | ALB_2022_ES | Table: Population connected to wastewater treatment plants (ENV_WW_CON); derived from the proportion of the population connected to urban and other wastewater treatment plants (URB_OTH=32.4%) divided by the proportion of the population connected to wastewater collecting systems (sewers; URB_CS=69%)
Albania | ALB | 20 | Proportion of received sewer wastewater safely treated (by compliance) at treatment plants | SEW_ST_WWTP_CMP_PCT | 50 | Percentage | A | 2024 | Yes | Standard assumption
Albania | ALB | 21 | Proportion of received sewer wastewater safely treated (by technology) at treatment plants | SEW_ST_WWTP_TCH_PCT | 37.6223 | Percentage | R | 2022 | Yes | Eurostat, Country data from the Eurostat/OECD Joint Questionnaire on Inland Waters (link: https://ec.europa.eu/eurostat/web/environment/information-data/water; date accessed: September 2024) | ALB_2022_ES | Table: Generation and discharge of wastewater in volume (ENV_WW_GENV); derived from the volume (million m3/year) of urban wastewater treated at urban wastewater treatment plants by secondary or higher processes (TRT_URB_GE2=13.1) divided by the volume of inflow of urban wastewater to urban wastewater treatment plants (TRT_URB_IF=34.7).
Albania | ALB | 22 | Proportion of septic tanks with wastewater collected and contained | SEP_CONT_PCT | 50 | Percentage | A | 2024 | Yes | Standard assumption
Albania | ALB | 23 | Proportion of septic tanks with faecal sludge emptied and buried on-site | SEP_ON_BUR_PCT | 0 | Percentage | A | 2024 | Yes | Standard assumption
Albania | ALB | 24 | Proportion of septic tanks with faecal sludge emptied and discharged locally (not delivered to treatment) | SEP_LOCAL_PCT | 0 | Percentage | A | 2024 | Yes | Standard assumption
Albania | ALB | 25 | Proportion of septic tanks with faecal sludge emptied and removed off-site | SEP_OFF_EMPT_PCT | 50 | Percentage | A | 2024 | Yes | Standard assumption
Albania | ALB | 26 | Proportion of septic tanks with faecal sludge not yet emptied | SEP_ON_NOEMPT_PCT | 50 | Percentage | A | 2024 | Yes | Standard assumption
Albania | ALB | 27 | Proportion of septic tanks with faecal sludge removed and delivered to off-site treatment plants | SEP_OFF_DEL_WWTP_PCT | 100 | Percentage | A | 2024 | Yes | Standard assumption
Albania | ALB | 28 | Proportion of septic tanks with faecal sludge delivered to and safely treated at off-site treatment plants | SEP_OFF_ST_WWTP_PCT | 37.6223 | Percentage | A | 2024 | Yes | Standard Assumption |  | Assumes that performance of faecal sludge treatment at centralised treatment facilities is the same as that for sewer wastewater treatment
Albania | ALB | 29 | Volume of sewer wastewater delivered to wastewater treatment plants | SEW_DEL_TRT_VOL | 22.2969 | Million m3/year | C | 2024 | Yes
Albania | ALB | 30 | Volume of septic tank wastewater collected in septic tanks with faecal sludge delivered to off-site treatment plants | SEP_OFF_DEL_TRT_VOL | 0.74396 | Million m3/year | C | 2024 | Yes
Albania | ALB | 31 | Volume of septic tank wastewater collected in septic tanks with faecal sludge remaining on-site | SEP_ON_DEL_TRT_VOL | 0.74396 | Million m3/year | C | 2024 | Yes
Albania | ALB | 32 | Volume of household wastewater delivered to treatment facilities | DEL_TRT_VOL | 23.7848 | Million m3/year | C | 2024 | Yes
Albania | ALB | 33 | Volume of sewer wastewater safely treated at wastewater treatment plants | SEW_STWW_VOL | 8.3886 | Million m3/year | C | 2024 | Yes
Albania | ALB | 34 | Volume of septic tank wastewater safely treated in septic tanks with faecal sludge safely treated at off-site treatment plants | SEP_OFF_STWW_VOL | 0.2799 | Million m3/year | C | 2024 | Yes
Albania | ALB | 35 | Volume of septic tank wastewater safely treated in septic tanks with faecal sludge safely treated on-site | SEP_ON_STWW_VOL | 0.74396 | Million m3/year | C | 2024 | Yes
Albania | ALB | 36 | Volume of safely treated household wastewater | STWW_VOL | 9.4125 | Million m3/year | C | 2024 | Yes
Albania | ALB | 37 | Proportion of sewer wastewater safely treated | SEW_STWW_PCT | 11.339 | Percentage | C | 2024 | Yes
Albania | ALB | 38 | Proportion of septic tank wastewater and faecal sludge safely treated off-site | SEP_OFF_STWW_PCT | 0.37834 | Percentage | C | 2024 | Yes
Albania | ALB | 39 | Proportion of septic tank wastewater and faecal sludge safely treated on-site | SEP_ON_STWW_PCT | 1.0056 | Percentage | C | 2024 | Yes
Albania | ALB | 40 | Proportion of safely treated household wastewater (SDG 6.3.1) | STWW_PCT | 12.723 | Percentage | C | 2024 | Yes

## _Data inputs (reported) (hidden)
filename_country | Country ID (iso3) | Variable ID | Variable name | Variable code | Value | Units | Data type | year | Used | Reason not used | Data source | Source ID | Notes
Albania | ALB | 4 | Average water used by households with on-premises water supply | USE_WATON_AVG | 109.8993 | Litres/person/day | R | 2022 | Yes |  | Eurostat | ALB_2022_ES | Eurostat online data code: env_wat_cat; computed in terms of per capita using demo_gind (Population on 1 January)
Albania | ALB | 8 | Volume of household wastewater generated | GEN_VOL | 73.98 | Million m3/year | R | 2022 | Yes |  | Eurostat, Country data from the Eurostat/OECD Joint Questionnaire on Inland Waters (link: https://ec.europa.eu/eurostat/web/environment/information-data/water; date accessed: September 2024) | ALB_2022_ES | Table: Generation and discharge of wastewater in volume (ENV_WW_GENV); Variable: Generation of wastewater - private households (GEN_HH)
Albania | ALB | 19 | Proportion of sewer wastewater delivered to treatment plants | SEW_DEL_WWTP_PCT | 46.9565 | Percentage | R | 2022 | Yes |  | Eurostat, Country data from the Eurostat/OECD Joint Questionnaire on Inland Waters (link: https://ec.europa.eu/eurostat/web/environment/information-data/water; date accessed: September 2024) | ALB_2022_ES | Table: Population connected to wastewater treatment plants (ENV_WW_CON); derived from the proportion of the population connected to urban and other wastewater treatment plants (URB_OTH=32.4%) divided by the proportion of the population connected to wastewater collecting systems (sewers; URB_CS=69%)
Albania | ALB | 21 | Proportion of received sewer wastewater safely treated (by technology) at treatment plants | SEW_ST_WWTP_TCH_PCT | 37.6223 | Percentage | R | 2022 | Yes |  | Eurostat, Country data from the Eurostat/OECD Joint Questionnaire on Inland Waters (link: https://ec.europa.eu/eurostat/web/environment/information-data/water; date accessed: September 2024) | ALB_2022_ES | Table: Generation and discharge of wastewater in volume (ENV_WW_GENV); derived from the volume (million m3/year) of urban wastewater treated at urban wastewater treatment plants by secondary or higher processes (TRT_URB_GE2=13.1) divided by the volume of inflow of urban wastewater to urban wastewater treatment plants (TRT_URB_IF=34.7).
Albania | ALB | 4 | Average water used by households with on-premises water supply | USE_WATON_AVG | 269.54 | Litres/person/day | R | 2017 | No | Not the most recent data point for this variable | Eurostat | ALB_2017_ES | Eurostat online data code: env_wat_cat; computed in terms of per capita using demo_gind (Population on 1 January)
Albania | ALB | 4 | Average water used by households with on-premises water supply | USE_WATON_AVG | 196.25 | Litres/person/day | R | 2018 | No | Not the most recent data point for this variable | Eurostat | ALB_2018_ES | Eurostat online data code: env_wat_cat; computed in terms of per capita using demo_gind (Population on 1 January)
Albania | ALB | 4 | Average water used by households with on-premises water supply | USE_WATON_AVG | 172.82 | Litres/person/day | R | 2019 | No | Not the most recent data point for this variable | Eurostat | ALB_2019_ES | Eurostat online data code: env_wat_cat; computed in terms of per capita using demo_gind (Population on 1 January)
Albania | ALB | 4 | Average water used by households with on-premises water supply | USE_WATON_AVG | 134.77 | Litres/person/day | R | 2020 | No | Not the most recent data point for this variable | Eurostat | ALB_2020_ES | Eurostat online data code: env_wat_cat; computed in terms of per capita using demo_gind (Population on 1 January)
Albania | ALB | 4 | Average water used by households with on-premises water supply | USE_WATON_AVG | 107.57 | Litres/person/day | R | 2021 | No | Not the most recent data point for this variable | Eurostat | ALB_2021_ES | Eurostat online data code: env_wat_cat; computed in terms of per capita using demo_gind (Population on 1 January)
Albania | ALB | 8 | Volume of household wastewater generated | GEN_VOL | 44.1 | Million m3/year | R | 2014 | No | Not the most recent data point for this variable | Eurostat, Country data from the Eurostat/OECD Joint Questionnaire on Inland Waters (link: https://ec.europa.eu/eurostat/web/environment/information-data/water; date accessed: September 2024) | ALB_2014_ES | Table: Generation and discharge of wastewater in volume (ENV_WW_GENV); Variable: Generation of wastewater - private households (GEN_HH)
Albania | ALB | 8 | Volume of household wastewater generated | GEN_VOL | 19.71 | Million m3/year | R | 2014 | No | Data quality/validity issue | UNSD, Country Files from the UNSD/UNEP data collection on Environment Statistics (date accessed: September 2024) | ALB_2014_UNSD | Table W4, Line 9, Total wastewater generated by households
Albania | ALB | 8 | Volume of household wastewater generated | GEN_VOL | 43.2 | Million m3/year | R | 2015 | No | Not the most recent data point for this variable | Eurostat, Country data from the Eurostat/OECD Joint Questionnaire on Inland Waters (link: https://ec.europa.eu/eurostat/web/environment/information-data/water; date accessed: September 2024) | ALB_2015_ES | Table: Generation and discharge of wastewater in volume (ENV_WW_GENV); Variable: Generation of wastewater - private households (GEN_HH)
Albania | ALB | 8 | Volume of household wastewater generated | GEN_VOL | 19.67 | Million m3/year | R | 2015 | No | Data quality/validity issue | UNSD, Country Files from the UNSD/UNEP data collection on Environment Statistics (date accessed: September 2024) | ALB_2015_UNSD | Table W4, Line 9, Total wastewater generated by households
Albania | ALB | 8 | Volume of household wastewater generated | GEN_VOL | 43.5 | Million m3/year | R | 2016 | No | Not the most recent data point for this variable | Eurostat, Country data from the Eurostat/OECD Joint Questionnaire on Inland Waters (link: https://ec.europa.eu/eurostat/web/environment/information-data/water; date accessed: September 2024) | ALB_2016_ES | Table: Generation and discharge of wastewater in volume (ENV_WW_GENV); Variable: Generation of wastewater - private households (GEN_HH)
Albania | ALB | 8 | Volume of household wastewater generated | GEN_VOL | 44.2 | Million m3/year | R | 2017 | No | Not the most recent data point for this variable | Eurostat, Country data from the Eurostat/OECD Joint Questionnaire on Inland Waters (link: https://ec.europa.eu/eurostat/web/environment/information-data/water; date accessed: September 2024) | ALB_2017_ES | Table: Generation and discharge of wastewater in volume (ENV_WW_GENV); Variable: Generation of wastewater - private households (GEN_HH)
Albania | ALB | 8 | Volume of household wastewater generated | GEN_VOL | 42.7 | Million m3/year | R | 2018 | No | Not the most recent data point for this variable | Eurostat, Country data from the Eurostat/OECD Joint Questionnaire on Inland Waters (link: https://ec.europa.eu/eurostat/web/environment/information-data/water; date accessed: September 2024) | ALB_2018_ES | Table: Generation and discharge of wastewater in volume (ENV_WW_GENV); Variable: Generation of wastewater - private households (GEN_HH)
Albania | ALB | 8 | Volume of household wastewater generated | GEN_VOL | 55.33 | Million m3/year | R | 2019 | No | Not the most recent data point for this variable | Eurostat, Country data from the Eurostat/OECD Joint Questionnaire on Inland Waters (link: https://ec.europa.eu/eurostat/web/environment/information-data/water; date accessed: September 2024) | ALB_2019_ES | Table: Generation and discharge of wastewater in volume (ENV_WW_GENV); Variable: Generation of wastewater - private households (GEN_HH)
Albania | ALB | 8 | Volume of household wastewater generated | GEN_VOL | 56.17 | Million m3/year | R | 2020 | No | Not the most recent data point for this variable | Eurostat, Country data from the Eurostat/OECD Joint Questionnaire on Inland Waters (link: https://ec.europa.eu/eurostat/web/environment/information-data/water; date accessed: September 2024) | ALB_2020_ES | Table: Generation and discharge of wastewater in volume (ENV_WW_GENV); Variable: Generation of wastewater - private households (GEN_HH)
Albania | ALB | 8 | Volume of household wastewater generated | GEN_VOL | 71.4 | Million m3/year | R | 2021 | No | Not the most recent data point for this variable | Eurostat, Country data from the Eurostat/OECD Joint Questionnaire on Inland Waters (link: https://ec.europa.eu/eurostat/web/environment/information-data/water; date accessed: September 2024) | ALB_2021_ES | Table: Generation and discharge of wastewater in volume (ENV_WW_GENV); Variable: Generation of wastewater - private households (GEN_HH)
Albania | ALB | 19 | Proportion of sewer wastewater delivered to treatment plants | SEW_DEL_WWTP_PCT | 44 | Percentage | R | 2014 | No | Not the most recent data point for this variable | Eurostat, Country data from the Eurostat/OECD Joint Questionnaire on Inland Waters (link: https://ec.europa.eu/eurostat/web/environment/information-data/water; date accessed: September 2024) | ALB_2014_ES | Table: Population connected to wastewater treatment plants (ENV_WW_CON); derived from the proportion of the population connected to urban and other wastewater treatment plants (URB_OTH=20.9%) divided by the proportion of the population connected to wastewater collecting systems (sewers; URB_CS=47.5%)
Albania | ALB | 19 | Proportion of sewer wastewater delivered to treatment plants | SEW_DEL_WWTP_PCT | 38.15 | Percentage | R | 2015 | No | Not the most recent data point for this variable | Eurostat, Country data from the Eurostat/OECD Joint Questionnaire on Inland Waters (link: https://ec.europa.eu/eurostat/web/environment/information-data/water; date accessed: September 2024) | ALB_2015_ES | Table: Population connected to wastewater treatment plants (ENV_WW_CON); derived from the proportion of the population connected to urban and other wastewater treatment plants (URB_OTH=19%) divided by the proportion of the population connected to wastewater collecting systems (sewers; URB_CS=49.8%)
Albania | ALB | 19 | Proportion of sewer wastewater delivered to treatment plants | SEW_DEL_WWTP_PCT | 31.25 | Percentage | R | 2016 | No | Not the most recent data point for this variable | Eurostat, Country data from the Eurostat/OECD Joint Questionnaire on Inland Waters (link: https://ec.europa.eu/eurostat/web/environment/information-data/water; date accessed: September 2024) | ALB_2016_ES | Table: Population connected to wastewater treatment plants (ENV_WW_CON); derived from the proportion of the population connected to urban and other wastewater treatment plants (URB_OTH=16%) divided by the proportion of the population connected to wastewater collecting systems (sewers; URB_CS=51.2%)
Albania | ALB | 19 | Proportion of sewer wastewater delivered to treatment plants | SEW_DEL_WWTP_PCT | 34.77 | Percentage | R | 2017 | No | Not the most recent data point for this variable | Eurostat, Country data from the Eurostat/OECD Joint Questionnaire on Inland Waters (link: https://ec.europa.eu/eurostat/web/environment/information-data/water; date accessed: September 2024) | ALB_2017_ES | Table: Population connected to wastewater treatment plants (ENV_WW_CON); derived from the proportion of the population connected to urban and other wastewater treatment plants (URB_OTH=17.4%) divided by the proportion of the population connected to wastewater collecting systems (sewers; URB_CS=50.2%)
Albania | ALB | 19 | Proportion of sewer wastewater delivered to treatment plants | SEW_DEL_WWTP_PCT | 51.92 | Percentage | R | 2018 | No | Not the most recent data point for this variable | Eurostat, Country data from the Eurostat/OECD Joint Questionnaire on Inland Waters (link: https://ec.europa.eu/eurostat/web/environment/information-data/water; date accessed: September 2024) | ALB_2018_ES | Table: Population connected to wastewater treatment plants (ENV_WW_CON); derived from the proportion of the population connected to urban and other wastewater treatment plants (URB_OTH=27%) divided by the proportion of the population connected to wastewater collecting systems (sewers; URB_CS=52%)
Albania | ALB | 19 | Proportion of sewer wastewater delivered to treatment plants | SEW_DEL_WWTP_PCT | 52.69 | Percentage | R | 2019 | No | Not the most recent data point for this variable | Eurostat, Country data from the Eurostat/OECD Joint Questionnaire on Inland Waters (link: https://ec.europa.eu/eurostat/web/environment/information-data/water; date accessed: September 2024) | ALB_2019_ES | Table: Population connected to wastewater treatment plants (ENV_WW_CON); derived from the proportion of the population connected to urban and other wastewater treatment plants (URB_OTH=27%) divided by the proportion of the population connected to wastewater collecting systems (sewers; URB_CS=51.2%)
Albania | ALB | 19 | Proportion of sewer wastewater delivered to treatment plants | SEW_DEL_WWTP_PCT | 52.09 | Percentage | R | 2020 | No | Not the most recent data point for this variable | Eurostat, Country data from the Eurostat/OECD Joint Questionnaire on Inland Waters (link: https://ec.europa.eu/eurostat/web/environment/information-data/water; date accessed: September 2024) | ALB_2020_ES | Table: Population connected to wastewater treatment plants (ENV_WW_CON); derived from the proportion of the population connected to urban and other wastewater treatment plants (URB_OTH=27%) divided by the proportion of the population connected to wastewater collecting systems (sewers; URB_CS=51.8%)
Albania | ALB | 19 | Proportion of sewer wastewater delivered to treatment plants | SEW_DEL_WWTP_PCT | 50 | Percentage | R | 2021 | No | Not the most recent data point for this variable | Eurostat, Country data from the Eurostat/OECD Joint Questionnaire on Inland Waters (link: https://ec.europa.eu/eurostat/web/environment/information-data/water; date accessed: September 2024) | ALB_2021_ES | Table: Population connected to wastewater treatment plants (ENV_WW_CON); derived from the proportion of the population connected to urban and other wastewater treatment plants (URB_OTH=26.5%) divided by the proportion of the population connected to wastewater collecting systems (sewers; URB_CS=53%)
Albania | ALB | 21 | Proportion of received sewer wastewater safely treated (by technology) at treatment plants | SEW_ST_WWTP_TCH_PCT | 52.38 | Percentage | R | 2014 | No | Not the most recent data point for this variable | Eurostat, Country data from the Eurostat/OECD Joint Questionnaire on Inland Waters (link: https://ec.europa.eu/eurostat/web/environment/information-data/water; date accessed: September 2024) | ALB_2014_ES | Table: Population connected to wastewater treatment plants (ENV_WW_CON); derived from the proportion of the population connected to wastewater treatment plants of at least secondary treatment [secondary (URB_OTH_T2=8.8%) & tertiary (URB_OTH_T3=1.1%) treatment] divided by the proportion of the population connected to wastewater treatment plants of any treatment [primary (URB_OTH_T1=9%), secondary (URB_OTH_T2=8.8%), & tertiary (URB_OTH_T3=1.1%) treatment].
Albania | ALB | 21 | Proportion of received sewer wastewater safely treated (by technology) at treatment plants | SEW_ST_WWTP_TCH_PCT | 40.2 | Percentage | R | 2014 | No | Data quality/validity issue | UNSD, Country Files from the UNSD/UNEP data collection on Environment Statistics (date accessed: September 2024) | ALB_2014_UNSD | Table W4, derived from the volume of urban wastewater (million m3/year) delivered to wastewater treatment plants and treated by secondary or higher processes [secondary (line 13=2.92) & tertiary (line 14=0) treatment] divided by the volume delivered to wastewater treatment plants [primary (line 12=4.34), secondary (line 13=2.92), & tertiary (line 14=0) treatment].
Albania | ALB | 21 | Proportion of received sewer wastewater safely treated (by technology) at treatment plants | SEW_ST_WWTP_TCH_PCT | 48.48 | Percentage | R | 2015 | No | Not the most recent data point for this variable | Eurostat, Country data from the Eurostat/OECD Joint Questionnaire on Inland Waters (link: https://ec.europa.eu/eurostat/web/environment/information-data/water; date accessed: September 2024) | ALB_2015_ES | Table: Population connected to wastewater treatment plants (ENV_WW_CON); derived from the proportion of the population connected to wastewater treatment plants of at least secondary treatment [secondary (URB_OTH_T2=7%) & tertiary (URB_OTH_T3=1%) treatment] divided by the proportion of the population connected to wastewater treatment plants of any treatment [primary (URB_OTH_T1=8.5%), secondary (URB_OTH_T2=7%), & tertiary (URB_OTH_T3=1%) treatment].
Albania | ALB | 21 | Proportion of received sewer wastewater safely treated (by technology) at treatment plants | SEW_ST_WWTP_TCH_PCT | 38.89 | Percentage | R | 2015 | No | Data quality/validity issue | UNSD, Country Files from the UNSD/UNEP data collection on Environment Statistics (date accessed: September 2024) | ALB_2015_UNSD | Table W4, derived from the volume of urban wastewater (million m3/year) delivered to wastewater treatment plants and treated by secondary or higher processes [secondary (line 13=2.56) & tertiary (line 14=0) treatment] divided by the volume delivered to wastewater treatment plants [primary (line 12=4.01), secondary (line 13=2.56), & tertiary (line 14=0) treatment].
Albania | ALB | 21 | Proportion of received sewer wastewater safely treated (by technology) at treatment plants | SEW_ST_WWTP_TCH_PCT | 46.98 | Percentage | R | 2016 | No | Not the most recent data point for this variable | Eurostat, Country data from the Eurostat/OECD Joint Questionnaire on Inland Waters (link: https://ec.europa.eu/eurostat/web/environment/information-data/water; date accessed: September 2024) | ALB_2016_ES | Table: Population connected to wastewater treatment plants (ENV_WW_CON); derived from the proportion of the population connected to wastewater treatment plants of at least secondary treatment [secondary (URB_OTH_T2=6%) & tertiary (URB_OTH_T3=1%) treatment] divided by the proportion of the population connected to wastewater treatment plants of any treatment [primary (URB_OTH_T1=7.9%), secondary (URB_OTH_T2=6%), & tertiary (URB_OTH_T3=1%) treatment].
Albania | ALB | 21 | Proportion of received sewer wastewater safely treated (by technology) at treatment plants | SEW_ST_WWTP_TCH_PCT | 47.51 | Percentage | R | 2017 | No | Not the most recent data point for this variable | Eurostat, Country data from the Eurostat/OECD Joint Questionnaire on Inland Waters (link: https://ec.europa.eu/eurostat/web/environment/information-data/water; date accessed: September 2024) | ALB_2017_ES | Table: Population connected to wastewater treatment plants (ENV_WW_CON); derived from the proportion of the population connected to wastewater treatment plants of at least secondary treatment [secondary (URB_OTH_T2=6.34%) & tertiary (URB_OTH_T3=1%) treatment] divided by the proportion of the population connected to wastewater treatment plants of any treatment [primary (URB_OTH_T1=8.11%), secondary (URB_OTH_T2=6.34%), & tertiary (URB_OTH_T3=1%) treatment].
Albania | ALB | 21 | Proportion of received sewer wastewater safely treated (by technology) at treatment plants | SEW_ST_WWTP_TCH_PCT | 55.45 | Percentage | R | 2018 | No | Data quality/validity issue | Eurostat, Country data from the Eurostat/OECD Joint Questionnaire on Inland Waters (link: https://ec.europa.eu/eurostat/web/environment/information-data/water; date accessed: September 2024) | ALB_2018_ES | Table: Population connected to wastewater treatment plants (ENV_WW_CON); derived from the proportion of the population connected to wastewater treatment plants of at least secondary treatment [secondary (URB_OTH_T2=21.9%) & tertiary (URB_OTH_T3=11.7%) treatment] divided by the proportion of the population connected to wastewater treatment plants of any treatment [primary (URB_OTH_T1=27%), secondary (URB_OTH_T2=21.9%), & tertiary (URB_OTH_T3=11.7%) treatment].
Albania | ALB | 21 | Proportion of received sewer wastewater safely treated (by technology) at treatment plants | SEW_ST_WWTP_TCH_PCT | 55.5 | Percentage | R | 2019 | No | Data quality/validity issue | Eurostat, Country data from the Eurostat/OECD Joint Questionnaire on Inland Waters (link: https://ec.europa.eu/eurostat/web/environment/information-data/water; date accessed: September 2024) | ALB_2019_ES | Table: Population connected to wastewater treatment plants (ENV_WW_CON); derived from the proportion of the population connected to wastewater treatment plants of at least secondary treatment [secondary (URB_OTH_T2=22%) & tertiary (URB_OTH_T3=9.8%) treatment] divided by the proportion of the population connected to wastewater treatment plants of any treatment [primary (URB_OTH_T1=25.5%), secondary (URB_OTH_T2=22%), & tertiary (URB_OTH_T3=9.8%) treatment].
Albania | ALB | 21 | Proportion of received sewer wastewater safely treated (by technology) at treatment plants | SEW_ST_WWTP_TCH_PCT | 54.31 | Percentage | R | 2020 | No | Data quality/validity issue | Eurostat, Country data from the Eurostat/OECD Joint Questionnaire on Inland Waters (link: https://ec.europa.eu/eurostat/web/environment/information-data/water; date accessed: September 2024) | ALB_2020_ES | Table: Population connected to wastewater treatment plants (ENV_WW_CON); derived from the proportion of the population connected to wastewater treatment plants of at least secondary treatment [secondary (URB_OTH_T2=21.7%) & tertiary (URB_OTH_T3=9.2%) treatment] divided by the proportion of the population connected to wastewater treatment plants of any treatment [primary (URB_OTH_T1=26%), secondary (URB_OTH_T2=21.7%), & tertiary (URB_OTH_T3=9.2%) treatment].
Albania | ALB | 21 | Proportion of received sewer wastewater safely treated (by technology) at treatment plants | SEW_ST_WWTP_TCH_PCT | 49.44 | Percentage | R | 2021 | No | Not the most recent data point for this variable | Eurostat, Country data from the Eurostat/OECD Joint Questionnaire on Inland Waters (link: https://ec.europa.eu/eurostat/web/environment/information-data/water; date accessed: September 2024) | ALB_2021_ES | Table: Generation and discharge of wastewater in volume (ENV_WW_GENV); derived from the volume (million m3/year) of urban wastewater treated at urban wastewater treatment plants by secondary or higher processes (TRT_URB_GE2=17.8) divided by the volume of inflow of urban wastewater to urban wastewater treatment plants (TRT_URB_IF=36).

## _Translation (hidden)
Worksheet | English | Spanish | French | Arabic | Russian | Mandarin | Other | Language | ISO3 | name | name_FR | name_ES | name_RU | name_AR | name_CH | name_other | ISO3
Introduction | Sustainable Development Goal 6 Monitoring | Seguimiento del Objetivo de Desarrollo Sostenible 6 | Suivi de l'objectif de développement durable 6 | رصد هدف التنمية المستدامة 6 | Цель устойчивого развития 6 Мониторинг |  |  | English | ABW | Aruba | Aruba | Aruba | Аруба | أروبا |  |  | ABW
Introduction | 6.3.1 Safely Treated Household Wastewater | 6.3.1 Aguas residuales domésticas tratadas de manera segura | 6.3.1 Eaux usées ménagères traitées en toute sécurité | 6.3.1 مياه الصرف الصحي المعالجة بأمان | 6.3.1 Безопасно очищенные бытовые сточные воды |  |  | Spanish | AFG | Afghanistan | Afghanistan | Afganistán | Афганистан | أفغانستان |  |  | AFG
Introduction | Country Estimate | Estimación de país | Pays Estimation | تقدير البلد | Оценка страны |  |  | French | AGO | Angola | Angola | Angola | Ангола | أنغولا |  |  | AGO
Introduction | Safely Treated Household Wastewater: | Aguas residuales domésticas tratadas de manera segura: | Eaux usées ménagères traitées en toute sécurité : | مياه الصرف الصحي المنزلية المعالجة بأمان: | Безопасно очищенные бытовые сточные воды: |  |  | Russian | AIA | Anguilla | Anguilla | Anguila | Ангилья | أنغويلا |  |  | AIA
Introduction | Safely Treated Wastewater: Insufficient data | Aguas residuales tratadas de manera segura: datos insuficientes | Eaux usées traitées en toute sécurité : données insuffisantes | مياه الصرف الصحي المعالجة بأمان: بيانات غير كافية | Безопасно очищенные сточные воды: недостаточно данных |  |  | Arabic | ALA | Åland Islands | Îles d’Åland | Islas Åland | Аландских островов | جزر ألاند |  |  | ALA
Introduction | Background and methods | Antecedentes y métodos | Contexte et méthodes | الخلفية والأساليب | Предыстория и методы |  |  | Chinese | ALB | Albania | Albanie | Albania | Албания | ألبانيا |  |  | ALB
Introduction | Guidance for the reader / user | Orientación para el lector/usuario | Conseils pour le lecteur / utilisateur | إرشادات للقارئ / المستخدم | Руководство для читателя/пользователя |  |  | Other | AND | Andorra | Andorre | Andorra | Андорра | أندورا |  |  | AND
Introduction | Data and sources | Datos y fuentes | Données et sources | البيانات والمصادر | Данные и источники |  |  |  | ARE | United Arab Emirates | Émirats arabes unis | Emiratos Árabes Unidos | Объединенные Арабские Эмираты | الإمارات العربية المتحدة |  |  | ARE
Introduction | Officially reported data | Datos reportados oficialmente | Données officiellement déclarées | البيانات المبلغ عنها رسميا | Официально опубликованные данные |  |  |  | ARG | Argentina | Argentine | Argentina | Аргентина | الأرجنتين |  |  | ARG
Introduction | Country estimate data summary | Resumen de datos de estimación de país | Résumé des données d'estimation par pays | ملخص بيانات تقدير الدولة | Сводка оценочных данных по стране |  |  |  | ARM | Armenia | Arménie | Armenia | Армения | أرمينيا |  |  | ARM
Introduction | Calculations and results | Cálculos y resultados | Calculs et résultats | الحسابات والنتائج | Расчеты и результаты |  |  |  | ASM | American Samoa | Samoa américaines | Samoa Americana | Американское Самоа | ساموا الأمريكية |  |  | ASM
Introduction | Part A: Estimation of household wastewater generated | Parte A: Estimación de las aguas residuales domésticas generadas | Partie A : Estimation des eaux usées ménagères générées | الجزء أ: تقدير المياه العادمة المنزلية المتولدة | Часть A: Оценка образующихся бытовых сточных вод |  |  |  | ATF | French Southern Territories | Terres australes françaises | Territorio de las Tierras Australes Francesas | Южные земли (французская заморская территория) | الأراضي الفرنسية الجنوبية الجنوبية |  |  | ATF
Introduction | Part B: Estimation of household wastewater generated by sanitation facility type | Parte B: Estimación de aguas residuales domésticas generadas por tipo de instalación de saneamiento | Partie B : Estimation des eaux usées ménagères générées par type d'installation d'assainissement | الجزء ب: تقدير مياه الصرف المنزلية الناتجة عن نوع مرفق الصرف الصحي | Часть B: Оценка бытовых сточных вод, образующихся в зависимости от типа санитарно-технических сооружений |  |  |  | ATG | Antigua and Barbuda | Antigua-et-Barbuda | Antigua y Barbuda | Антигуа и Барбуда | أنتيغوا وبربودا |  |  | ATG
Introduction | Part C: Household wastewater management chain | Parte C: Cadena de gestión de aguas residuales domésticas | Partie C : Chaîne de gestion des eaux usées ménagères | الجزء ج: سلسلة إدارة المياه العادمة المنزلية | Часть C: Цепочка управления бытовыми сточными водами |  |  |  | AUS | Australia | Australie | Australia | Австралия | أستراليا |  |  | AUS
Introduction | Part D: Estimation of household wastewater delivered to treatment facilities | Parte D: Estimación de las aguas residuales domésticas transportadas a las instalaciones de tratamiento | Partie D : Estimation des eaux usées ménagères livrées vers les stations d'épuration | الجزء د: تقدير مياه الصرف المنزلية التي يتم توصيلها إلى مرافق المعالجة | Часть D: Оценка бытовых сточных вод, поступающих на очистные сооружения |  |  |  | AUT | Austria | Autriche | Austria | Австрия | النمسا |  |  | AUT
Introduction | Part E: Estimation of household wastewater safely treated | Parte E: Estimación de aguas residuales domésticas tratadas de manera segura | Partie E : Estimation des eaux usées ménagères traitées en toute sécurité | الجزء هـ: تقدير مياه الصرف المنزلية المعالجة بأمان | Часть E: Оценка безопасных условий очистки бытовых сточных вод |  |  |  | AZE | Azerbaijan | Azerbaïdjan | Azerbaiyán | Азербайджан | أذربيجان |  |  | AZE
Reported data, Country estimate data | Country/territory name | Nombre del país/territorio | Nom du pays/territoire | اسم البلد / الإقليم | Название страны/территории |  |  |  | BDI | Burundi | Burundi | Burundi | Бурунди | بوروندي |  |  | BDI
Reported data, Country estimate data | Country ID (iso3) | ID de país (iso3) | Identifiant du pays (iso3) | معرف الدولة (iso3) | Идентификатор страны (iso3) |  |  |  | BEL | Belgium | Belgique | Bélgica | Бельгия | بلجيكا |  |  | BEL
Reported data, Country estimate data, A, C | Variable ID | ID de variable | ID variable | معرف المتغير | Идентификатор переменной |  |  |  | BEN | Benin | Bénin | Benin | Бенин | بنن |  |  | BEN
Reported data, Country estimate data, A, C, D, E | Variable name | Nombre de la variable | Nom de variable | اسم المتغير | Имя переменной |  |  |  | BES | Bonaire, Sint Eustatius and Saba | Bonaire, Saint-Eustache et Saba | Bonaire, San Eustaquio y Saba | Бонайре, Синт-Эстатиус и Саба | بونير وسانت يوستاشيوس وسابا |  |  | BES
Reported data, Country estimate data | Variable code | Código variable | Code variable | كود متغير | Код переменной |  |  |  | BFA | Burkina Faso | Burkina Faso | Burkina Faso | Буркина-Фасо | بوركينا فاسو |  |  | BFA
Reported data, Country estimate data, A, C | Value | Valor | Valeur | قيمة | Ценность |  |  |  | BGD | Bangladesh | Bangladesh | Bangladesh | Бангладеш | بنغلاديش |  |  | BGD
Reported data, Country estimate data, A, C | Units | Unidades | Unités | الوحدات | Единицы |  |  |  | BGR | Bulgaria | Bulgarie | Bulgaria | Болгария | بلغاريا |  |  | BGR
Reported data, Country estimate data | Data type | Tipo de datos | Type de données | نوع البيانات | Тип данных |  |  |  | BHR | Bahrain | Bahreïn | Bahrein | Бахрейн | البحرين |  |  | BHR
Reported data, Country estimate data | Year | Año | An | سنة | Год |  |  |  | BHS | Bahamas | Bahamas | Bahamas | Багамские Острова | جزر البهاما |  |  | BHS
Reported data, Country estimate data | Used | Utilisado | Utilisé | تستخدم | Использовал |  |  |  | BIH | Bosnia and Herzegovina | Bosnie-Herzégovine | Bosnia y Herzegovina | Босния и Герцеговина | البوسنة والهرسك |  |  | BIH
Reported data | Reason not used | Razón no utilizado | Raison non utilisé | السبب غير مستخدم | Причина не используется |  |  |  | BLM | Saint Barthélemy | Saint-Barthélemy | San Barthélemy | Сен-Бартелеми | سان بارتليمي |  |  | BLM
Reported data, Country estimate data | Data source | Fuente de datos | Source de données | مصدر البيانات | Источник данных |  |  |  | BLR | Belarus | Bélarus | Belarús | Беларусь | بيلاروس |  |  | BLR
Reported data, Country estimate data | Source ID | Identificación de la fuente | Identifiant source | معرف المصدر | Идентификатор источника |  |  |  | BLZ | Belize | Belize | Belice | Белиз | بليز |  |  | BLZ
Reported data, Country estimate data, A, C | Notes | Notas | Remarques | ملحوظات | Заметки |  |  |  | BMU | Bermuda | Bermudes | Bermuda | Бермудские острова | برمودا |  |  | BMU
Reported data | Data entry type | Tipo de entrada de datos | Type de saisie de données | نوع إدخال البيانات | Тип ввода данных |  |  |  | BOL | Bolivia (Plurinational State of) | Bolivie (État plurinational de) | Bolivia (Estado Plurinacional de) | Боливия (Многонациональное Государство) | بوليفيا (دولة - المتعددة القوميات) |  |  | BOL
Country estimate data, A | Country/territory population | Población del país/territorio | Population du pays/territoire | سكان البلد / الإقليم | Население страны/территории |  |  |  | BRA | Brazil | Brésil | Brasil | Бразилия | البرازيل |  |  | BRA
Country estimate data | Proportion of population with drinking water supply on-premises | Proporción de la población con suministro de agua potable en las instalaciones | Proportion de la population disposant d'un approvisionnement en eau potable sur place | نسبة السكان الذين لديهم إمدادات مياه الشرب في أماكن العمل | Доля населения, имеющего питьевое водоснабжение на территории |  |  |  | BRB | Barbados | Barbade | Barbados | Барбадос | بربادوس |  |  | BRB
Country estimate data | Proportion of population with drinking water supply off-premises | Proporción de la población con suministro de agua potable fuera de las instalaciones | Proportion de la population disposant d'un approvisionnement en eau potable hors établissement | نسبة السكان الذين لديهم إمدادات مياه الشرب خارج أماكن العمل | Доля населения с питьевой водой вне помещений |  |  |  | BRN | Brunei Darussalam | Brunéi Darussalam | Brunei Darussalam | Бруней-Даруссалам | بروني دار السلام |  |  | BRN
Country estimate data | Average water used by households with on-premises water supply | Promedio de agua utilizada por los hogares con suministro de agua en las instalaciones | Consommation moyenne d'eau par les ménages disposant d'un approvisionnement en eau sur place | متوسط المياه المستخدمة من قبل الأسر المعيشية مع إمدادات المياه في أماكن العمل | Среднее потребление воды домохозяйствами с локальным водоснабжением |  |  |  | BTN | Bhutan | Bhoutan | Bhután | Бутан | بوتان |  |  | BTN
Country estimate data | Average water used by households with off-premises water supply | Promedio de agua utilizada por los hogares con suministro de agua fuera de las instalaciones | Consommation moyenne d'eau par les ménages disposant d'un approvisionnement en eau hors site | متوسط المياه المستخدمة من قبل الأسر المعيشية مع إمدادات المياه خارج أماكن العمل | Среднее потребление воды домохозяйствами с внешним водоснабжением |  |  |  | BWA | Botswana | Botswana | Botswana | Ботсвана | بوتسوانا |  |  | BWA
Country estimate data, A | Volume of household water used | Volumen de agua doméstica utilizada | Volume d'eau domestique utilisé | حجم المياه المنزلية المستخدمة | Объем хозяйственно-питьевой воды |  |  |  | CAF | Central African Republic | République centrafricaine | República Centroafricana | Центральноафриканская Республика | جمهورية أفريقيا الوسطى |  |  | CAF
Country estimate data, A | Proportion of household water use converted into wastewater generated | Proporción del uso doméstico del agua convertida en aguas residuales generadas | Proportion de l'eau utilisée par les ménages convertie en eaux usées générées | نسبة استخدام المياه المنزلية المحولة إلى مياه الصرف الصحي المتولدة | Доля бытового водопользования, преобразованного в образующиеся сточные воды |  |  |  | CAN | Canada | Canada | Canadá | Канада | كندا |  |  | CAN
Country estimate data, A | Volume of household wastewater generated | Volumen de aguas residuales domésticas generadas | Volume d'eaux usées ménagères généré | حجم المياه العادمة المنزلية المتولدة | Объем образующихся хозяйственно-бытовых сточных вод |  |  |  | CCK | Cocos (Keeling) Islands | Îles des Cocos (Keeling) | Islas Cocos (Keeling) | Кокосовых (Килинг) островов | جزر كوكس (كيلينغ) |  |  | CCK
Country estimate data | Proportion of the population living in households connected to sewers | Proporción de la población que vive en hogares conectados a alcantarillado | Proportion de la population vivant dans des ménages raccordés aux égouts | نسبة السكان الذين يعيشون في منازل متصلة بالمجاري | Доля населения, проживающего в домохозяйствах, подключенных к канализации |  |  |  | CHE | Switzerland | Suisse | Suiza | Швейцария | سويسرا |  |  | CHE
Country estimate data | Proportion of the population living in households connected to septic tanks | Proporción de la población que vive en hogares conectados a fosas sépticas | Proportion de la population vivant dans des ménages raccordés à des fosses septiques | نسبة السكان الذين يعيشون في منازل موصولة بخزانات التحليل | Доля населения, проживающего в домохозяйствах, подключенных к септиктенкам |  |  |  | CHI | Channel Islands | Islas del Canal | Îles anglo-normandes | Нормандские острова | جزر القناة |  |  | CHI
Country estimate data | Proportion of the population living in households with access to other improved sanitation facilities | Proporción de la población que vive en hogares con acceso a otras instalaciones de saneamiento mejoradas | Proportion de la population vivant dans des ménages ayant accès à d'autres installations sanitaires améliorées | نسبة السكان الذين يعيشون في أسر معيشية مع إمكانية الوصول إلى مرافق الصرف الصحي المحسنة الأخرى | Доля населения, проживающего в домохозяйствах, имеющих доступ к другим улучшенным санитарно-техническим средствам |  |  |  | CHL | Chile | Chili | Chile | Чили | شيلي |  |  | CHL
Country estimate data | Proportion of the population living in households with access to unimproved sanitation facilities | Proporción de la población que vive en hogares con acceso a instalaciones de saneamiento no mejoradas | Proportion de la population vivant dans des ménages ayant accès à des installations sanitaires non améliorées | نسبة السكان الذين يعيشون في أسر معيشية مع إمكانية الوصول إلى مرافق الصرف الصحي غير المحسنة | Доля населения, проживающего в домохозяйствах, имеющих доступ к неулучшенным санитарно-техническим средствам |  |  |  | CHN | China | Chine | China | Китай | الصين |  |  | CHN
Country estimate data | Proportion of the population living in households where members practice open defecation | Proporción de la población que vive en hogares donde los miembros practican la defecación al aire libre | Proportion de la population vivant dans des ménages dont les membres pratiquent la défécation à l'air libre | نسبة السكان الذين يعيشون في منازل يمارس أفرادها التغوط في العراء | Доля населения, проживающего в домохозяйствах, члены которых практикуют открытую дефекацию |  |  |  | CIV | Côte d’Ivoire | Côte d’Ivoire | Côte d’Ivoire | Кот-д'Ивуар | كوت ديفوار |  |  | CIV
Country estimate data | Volume of wastewater generated by households connected to sewers | Volumen de aguas residuales generadas por viviendas conectadas a alcantarillado | Volume d'eaux usées générées par les ménages raccordés aux égouts | حجم المياه العادمة الناتجة عن الأسر الموصولة بالمجاري | Объем сточных вод, образующихся в домохозяйствах, подключенных к канализации |  |  |  | CMR | Cameroon | Cameroun | Camerún | Камерун | الكاميرون |  |  | CMR
Country estimate data | Volume of wastewater generated by households connected to septic tanks | Volumen de aguas residuales generadas por viviendas conectadas a fosas sépticas | Volume d'eaux usées générées par les ménages raccordés aux fosses septiques | حجم المياه العادمة الناتجة عن الأسر الموصولة بخزانات الصرف الصحي | Объем сточных вод, образующихся в домохозяйствах, подключенных к септикам |  |  |  | COD | Democratic Republic of the Congo | République démocratique du Congo | República Democrática del Congo | Демократическая Республика Конго | جمهورية الكونغو الديمقراطية |  |  | COD
Country estimate data | Volume of wastewater generated by households with access to other improved sanitation facilities | Volumen de aguas residuales generadas por hogares con acceso a otras instalaciones de saneamiento mejoradas | Volume d'eaux usées générées par les ménages ayant accès à d'autres installations d'assainissement améliorées | حجم المياه العادمة الناتجة عن الأسر التي لديها إمكانية الوصول إلى مرافق الصرف الصحي المحسنة الأخرى | Объем сточных вод, образующихся в домохозяйствах, имеющих доступ к другим улучшенным санитарно-техническим сооружениям |  |  |  | COG | Congo | Congo | Congo | Конго | الكونغو |  |  | COG
Country estimate data | Volume of wastewater generated by households with access to unimproved sanitation facilities | Volumen de aguas residuales generadas por hogares con acceso a instalaciones de saneamiento no mejoradas | Volume d'eaux usées générées par les ménages ayant accès à des installations d'assainissement non améliorées | حجم المياه العادمة الناتجة عن الأسر التي لديها إمكانية الوصول إلى مرافق الصرف الصحي غير المحسنة | Объем сточных вод, образующихся в домохозяйствах, имеющих доступ к неулучшенным санитарно-техническим сооружениям |  |  |  | COK | Cook Islands | Îles Cook | Islas Cook | Острова Кука | جزر كوك |  |  | COK
Country estimate data | Volume of wastewater generated by households where members practice open defecation | Volumen de aguas residuales generadas por los hogares donde los miembros practican la defecación al aire libre | Volume d'eaux usées générées par les ménages dont les membres pratiquent la défécation à l'air libre | حجم المياه العادمة الناتجة عن الأسر التي يمارس أفرادها التغوط في العراء | Объем сточных вод, образующихся в домохозяйствах, члены которых практикуют открытую дефекацию |  |  |  | COL | Colombia | Colombie | Colombia | Колумбия | كولومبيا |  |  | COL
Country estimate data | Proportion of sewer wastewater delivered to treatment plants | Proporción de aguas residuales de alcantarillado transportadas a plantas de tratamiento | Proportion des eaux usées d'égout livrées vers les stations d'épuration | الجزء د: تقدير مياه الصرف المنزلية التي يتم توصيلها إلى مرافق المعالجة | Доля канализационных сточных вод, поступающих на очистные сооружения |  |  |  | COM | Comoros | Comores | Comoras | Коморские Острова | جزر القمر |  |  | COM
Country estimate data | Proportion of received sewer wastewater safely treated (by compliance) at treatment plants | Proporción de aguas residuales de alcantarillado recibidas tratadas de manera segura (por cumplimiento) en plantas de tratamiento | Proportion d'eaux usées d'égout reçues traitées en toute sécurité (par conformité) dans les stations d'épuration | نسبة مياه الصرف الصحي المتلقاة المعالجة بأمان (عن طريق الامتثال) في محطات المعالجة | Доля поступающих канализационных сточных вод, безопасно очищаемых (в соответствии с требованиями) на очистных сооружениях |  |  |  | CPV | Cabo Verde | Cabo Verde | Cabo Verde | Кабо-Верде | كابو فيردي |  |  | CPV
Country estimate data | Proportion of received sewer wastewater safely treated (by technology) at treatment plants | Proporción de aguas residuales de alcantarillado recibidas tratadas de manera segura (mediante tecnología) en plantas de tratamiento | Proportion d'eaux usées d'égout reçues traitées en toute sécurité (par la technologie) dans les stations d'épuration | نسبة مياه الصرف الصحي المتلقاة المعالجة بأمان (بالتكنولوجيا) في محطات المعالجة | Доля поступающих канализационных сточных вод, безопасно очищенных (по технологии) на очистных сооружениях |  |  |  | CRI | Costa Rica | Costa Rica | Costa Rica | Коста-Рика | كوستاريكا |  |  | CRI
Country estimate data | Proportion of septic tanks with wastewater collected and contained | Proporción de fosas sépticas con aguas residuales recogidas y contenidas | Proportion de fosses septiques collectées et confinant des eaux usées | نسبة خزانات الصرف الصحي التي تحتوي على مياه الصرف الصحي التي يتم جمعها واحتوائها | Доля септиков, в которых собираются и хранятся сточные воды |  |  |  | CUB | Cuba | Cuba | Cuba | Куба | كوبا |  |  | CUB
Country estimate data | Proportion of septic tanks with faecal sludge emptied and buried on-site | Proporción de fosas sépticas con lodos fecales vaciados y enterrados in situ | Proportion de fosses septiques avec boues fécales vidées et enfouies sur place | نسبة خزانات الصرف الصحي مع حمأة البراز التي تم تفريغها ودفنها في الموقع | Доля септиков с фекальным осадком, опорожняемых и закапываемых на месте |  |  |  | CUW | Curaçao | Curaçao | Curazao | Кюрасао | كوراساو |  |  | CUW
Country estimate data | Proportion of septic tanks with faecal sludge emptied and discharged locally (not delivered to treatment) | Proporción de fosas sépticas con lodos fecales vaciados y vertidos localmente (no transportados a tratamiento) | Proportion de fosses septiques avec boues fécales vidées et rejetées localement (non livrées au traitement) | نسبة خزانات الصرف الصحي مع حمأة البراز التي تم تفريغها وتفريغها محليًا (لم يتم تسليمها للمعالجة) | Доля септиков с фекальным осадком, опорожняемых и сбрасываемых локально (не доставленных на очистку) |  |  |  | CYP | Cyprus | Chypre | Chipre | Кипр | قبرصد |  |  | CYP
Country estimate data | Proportion of septic tanks with faecal sludge emptied and removed off-site | Proporción de fosas sépticas con lodos fecales vaciados y retirados fuera del sitio | Proportion de fosses septiques contenant des boues fécales vidées et évacuées hors site | نسبة خزانات الصرف الصحي مع حمأة البراز التي تم تفريغها وإزالتها خارج الموقع | Доля септических емкостей с фекальным осадком, опорожняемых и удаляемых за пределы площадки |  |  |  | CZE | Czechia | Tchéquie | Chequia | Чехия | تشيكيا |  |  | CZE
Country estimate data | Proportion of septic tanks with faecal sludge not yet emptied | Proporción de fosas sépticas con lodos fecales aún no vaciados | Proportion de fosses septiques contenant des boues fécales non encore vidangées | نسبة خزانات الصرف الصحي ذات الحمأة البرازية التي لم يتم تفريغها بعد | Доля септиков с фекальным осадком, которые еще не опорожнены |  |  |  | DEU | Germany | Allemagne | Alemania | Германия | ألمانيا |  |  | DEU
Country estimate data | Proportion of septic tanks with faecal sludge removed and delivered to off-site treatment plants | Proporción de fosas sépticas con lodos fecales extraídos y transportados a plantas de tratamiento externas | Proportion de fosses septiques dont les boues fécales ont été retirées et livrées vers des stations d'épuration hors site | نسبة خزانات الصرف الصحي مع إزالة حمأة البراز وتسليمها إلى محطات المعالجة خارج الموقع | Доля септических резервуаров, из которых удаляют фекальный шлам и доставляют на очистные сооружения за пределами площадки |  |  |  | DJI | Djibouti | Djibouti | Djibouti | Джибути | جيبوتي |  |  | DJI
Country estimate data | Proportion of septic tanks with faecal sludge delivered to and safely treated at off-site treatment plants | Proporción de fosas sépticas con lodos fecales transportados y tratados de forma segura en plantas de tratamiento externas | Proportion de fosses septiques contenant des boues fécales livrées et traitées en toute sécurité dans des stations d'épuration hors site | نسبة خزانات الصرف الصحي مع حمأة البراز التي يتم تسليمها ومعالجتها بأمان في محطات المعالجة خارج الموقع | Доля септиков с фекальным илом, доставленных и безопасно обработанных на очистных сооружениях за пределами площадки |  |  |  | DMA | Dominica | Dominique | Dominica | Доминика | دومينيكا |  |  | DMA
Country estimate data | Volume of sewer wastewater delivered to wastewater treatment plants | Volumen de aguas residuales de alcantarillado transportadas a plantas de tratamiento de aguas residuales | Volume des eaux usées d'égout livrées vers les stations d'épuration | حجم مياه الصرف الصحي المنقولة إلى محطات معالجة مياه الصرف الصحي | Объем канализационных сточных вод, поступающих на очистные сооружения |  |  |  | DNK | Denmark | Danemark | Dinamarca | Дания | الدانمرك |  |  | DNK
Country estimate data | Volume of septic tank wastewater collected in septic tanks with faecal sludge delivered to off-site treatment plants | Volumen de aguas residuales de tanques sépticos recolectados en tanques sépticos con lodo fecal transportadas a plantas de tratamiento de aguas residuales fuera del sitio | Volume des eaux usées des fosses septiques collectées dans les fosses septiques avec des boues fécales livrées vers les stations d'épuration hors site | حجم المياه العادمة لخزانات الصرف الصحي التي يتم تجميعها في خزانات الصرف مع حمأة البراز التي يتم تسليمها إلى محطات المعالجة خارج الموقع | Объем сточных вод из септиктенков, собранных в септических резервуарах с фекальным илом, доставленных на очистные сооружения за пределами площадки |  |  |  | DOM | Dominican Republic | République dominicaine | República Dominicana | Доминиканская Республика | الجمهورية الدومينيكية |  |  | DOM
Country estimate data | Volume of septic tank wastewater collected in septic tanks with faecal sludge remaining on-site | Volumen de aguas residuales de fosas sépticas recogidas en fosas sépticas con lodos fecales recogidos in situ | Volume des eaux usées des fosses septiques collectées dans les fosses septiques avec des boues fécales collectées sur place | حجم المياه العادمة لخزانات الصرف الصحي المجمعة في خزانات الصرف الصحي مع حمأة البراز التي تم جمعها في الموقع | Объем сточных вод из септических резервуаров, собранных в септических резервуарах с фекальным илом, собранным на месте |  |  |  | DZA | Algeria | Algérie | Argelia | Алжир | الجزائر |  |  | DZA
Country estimate data | Volume of household wastewater delivered to treatment facilities | Volumen de aguas residuales domésticas transportadas a las instalaciones de tratamiento | Volume d'eaux usées domestiques livrées vers les stations d'épuration | حجم مياه الصرف المنزلية التي يتم توصيلها إلى مرافق المعالجة | Объем хозяйственно-бытовых сточных вод, поступающих на очистные сооружения |  |  |  | ECU | Ecuador | Équateur | Ecuador | Эквадор | إكوادور |  |  | ECU
Country estimate data | Volume of sewer wastewater safely treated at wastewater treatment plants | Volumen de aguas residuales de alcantarillado tratadas de manera segura en las plantas de tratamiento de aguas residuales | Volume des eaux usées d'égout traitées en toute sécurité dans les usines de traitement des eaux usées | حجم مياه الصرف الصحي المعالجة بأمان في محطات معالجة مياه الصرف الصحي | Объем канализационных сточных вод, безопасно очищаемых на очистных сооружениях |  |  |  | EGY | Egypt | Égypte | Egipto | Египет | مصر |  |  | EGY
Country estimate data | Volume of septic tank wastewater safely treated in septic tanks with faecal sludge safely treated at off-site treatment plants | Volumen de aguas residuales de tanques sépticos tratados de manera segura en tanques sépticos con lodos fecales tratados de manera segura en plantas de tratamiento externas | Volume d'eaux usées de fosses septiques traitées en toute sécurité dans des fosses septiques avec des boues fécales traitées en toute sécurité dans des stations d'épuration hors site | حجم المياه العادمة لخزانات الصرف الصحي المعالجة بأمان في خزانات الصرف الصحي مع حمأة البراز المعالجة بأمان في محطات المعالجة خارج الموقع | Объем сточных вод из септиктенков, безопасно очищаемых в септических резервуарах с фекальным илом, безопасно очищаемых на очистных сооружениях за пределами площадки |  |  |  | ERI | Eritrea | Érythrée | Eritrea | Эритрея | إريتريا |  |  | ERI
Country estimate data | Volume of septic tank wastewater safely treated in septic tanks with faecal sludge safely treated on-site | Volumen de aguas residuales de fosas sépticas tratadas de forma segura en fosas sépticas con lodos fecales tratados de forma segura in situ | Volume des eaux usées des fosses septiques traitées en toute sécurité dans les fosses septiques avec des boues fécales traitées en toute sécurité sur place | حجم المياه العادمة لخزانات الصرف الصحي المعالجة بأمان في خزانات الصرف الصحي مع حمأة البراز المعالجة بأمان في الموقع | Объем сточных вод из септических резервуаров, безопасно очищаемых в септических резервуарах с фекальным илом, безопасно очищаемым на месте |  |  |  | ESH | Western Sahara | Sahara occidental | Sáhara Occidental | Западная Сахара | الصحراء الغربية |  |  | ESH
Country estimate data | Volume of safely treated household wastewater | Volumen de aguas residuales domésticas tratadas de manera segura | Volume d'eaux usées domestiques traitées en toute sécurité | حجم مياه الصرف الصحي المعالجة بأمان | Объем безопасно очищенных хозяйственно-бытовых сточных вод |  |  |  | ESP | Spain | Espagne | España | Испания | إسبانيا |  |  | ESP
Country estimate data | Proportion of sewer wastewater safely treated | Proporción de aguas residuales de alcantarillado tratadas de manera segura | Proportion d'eaux usées d'égout traitées en toute sécurité | نسبة مياه الصرف الصحي المعالجة بأمان | Доля канализационных сточных вод, прошедших безопасную очистку |  |  |  | EST | Estonia | Estonie | Estonia | Эстония | إستونيا |  |  | EST
Country estimate data | Proportion of septic tank wastewater and faecal sludge safely treated off-site | Proporción de aguas residuales de tanques sépticos y lodos fecales tratados de manera segura fuera del sitio | Proportion d'eaux usées de fosses septiques et de boues fécales traitées en toute sécurité hors site | نسبة المياه المستعملة في خزانات الصرف الصحي وحمأة البراز المعالجة بأمان خارج الموقع | Доля сточных вод из септиктенков и фекального шлама, безопасно очищаемых за пределами объекта |  |  |  | ETH | Ethiopia | Éthiopie | Etiopía | Эфиопия | إثيوبيا |  |  | ETH
Country estimate data | Proportion of septic tank wastewater and faecal sludge safely treated on-site | Proporción de aguas residuales de tanques sépticos y lodos fecales tratados de manera segura en el sitio | Proportion d'eaux usées de fosses septiques et de boues fécales traitées en toute sécurité sur place | نسبة المياه المستعملة في خزانات الصرف الصحي وحمأة البراز المعالجة بأمان في الموقع | Доля сточных вод из септиктенков и фекального шлама, безопасно очищаемых на месте |  |  |  | FIN | Finland | Finlande | Finlandia | Финляндия | فنلندا |  |  | FIN
Country estimate data | Proportion of safely treated household wastewater (SDG 6.3.1) | Proporción de aguas residuales domésticas tratadas de manera segura (ODS 6.3.1) | Proportion d'eaux usées ménagères traitées en toute sécurité (ODD 6.3.1) | نسبة المياه العادمة المنزلية المعالجة بأمان (هدف التنمية المستدامة 6.3.1) | Доля безопасно очищенных бытовых сточных вод (ЦУР 6.3.1) |  |  |  | FJI | Fiji | Fidji | Fiji | Фиджи | فيجي |  |  | FJI
Country estimate data, A, C, D, E, $Lists | Percentage | Porcentaje | Pourcentage | نسبة مئوية | Процент |  |  |  | FLK | Falkland Islands (Malvinas) | Îles Falkland (Malvinas) | Islas Malvinas (Falkland) | Фолклендские (Мальвинские) острова | جزر فوكلاند (مالفيناس) |  |  | FLK
Country estimate data, A, C, D, E, $Lists | Million m3/year | Millones de m3/año | Millions de m3/an | مليون م 3 / سنة | млн м3/год |  |  |  | FRA | France | France | Francia | Франция | فرنسا |  |  | FRA
Country estimate data, A | Litres/person/day | Litros/persona/día | Litres/personne/jour | لتر / فرد / يوم | литров/человек/день |  |  |  | FRO | Faroe Islands | Îles Féroé | Islas Feroe | Фарерские острова | جزر فايرو |  |  | FRO
Country estimate data, A | Population (1000s) | 1000 personas | 1000 personnes | 1000 شخص | 1000 человек |  |  |  | FSM | Micronesia (Federated States of) | Micronésie (États fédérés de) | Micronesia (Estados Federados de) | Микронезия (Федеративные Штаты) | ميكرونيزيا (ولايات - الموحدة) |  |  | FSM
A, B, C, D, E | Notes: | Notas: | Remarques: | ملحوظات: | Заметки: |  |  |  | GAB | Gabon | Gabon | Gabón | Габон | غابون |  |  | GAB
A, B, C, D, E | [variable numbers shown in square brackets - see links to the 'Data inputs (all)' worksheet for additional details] | [los números de las variables se muestran entre corchetes; consulte los enlaces a la hoja de trabajo 'Datos estimados del país' para obtener detalles adicionales] | [nombres variables indiqués entre crochets - voir les liens vers la feuille de calcul "Données d'estimation du pays" pour plus de détails] | [أرقام متغيرة موضحة بين قوسين معقوفين - انظر الروابط إلى ورقة عمل "بيانات تقدير البلد" للحصول على تفاصيل إضافية] | [числа переменных указаны в квадратных скобках — дополнительные сведения см. по ссылкам на рабочий лист «Расчетные данные по стране»] |  |  |  | GBR | United Kingdom of Great Britain and Northern Ireland | Royaume-Uni de Grande-Bretagne et d’Irlande du Nord | Reino Unido de Gran Bretaña e Irlanda del Norte | Соединенное Королевство Великобритании и Северной Ирландии | المملكة المتحدة لبريطانيا العظمى وآيرلندا الشمالية |  |  | GBR
A, B, C, D, E | A - Assumption | A - Suposición | - Hypothèse | أ- الافتراض | А - Успенский |  |  |  | GEO | Georgia | Géorgie | Georgia | Грузия | جورجيا |  |  | GEO
A, B, C, D, E | C - Internally calculated value | C - Valor calculado internamente | C - Valeur calculée en interne | ج - القيمة المحسوبة داخليا | C - Внутреннее расчетное значение |  |  |  | GGY | Guernsey | Guernesey | Guernsey | Гернси | غيرنسي |  |  | GGY
A, B, C, D, E | E - Estimated value based on official national statistics | E - Valor estimado basado en estadísticas nacionales oficiales | E - Valeur estimée basée sur les statistiques nationales officielles | هـ- القيمة التقديرية بناءً على الإحصاءات الوطنية الرسمية | E - расчетное значение, основанное на официальной национальной статистике. |  |  |  | GHA | Ghana | Ghana | Ghana | Гана | غانا |  |  | GHA
A, B, C, D, E | R - Reported value sourced from official national statistics | R - Valor informado procedente de estadísticas nacionales oficiales | R - Valeur déclarée provenant des statistiques nationales officielles | ص - القيمة المبلغ عنها مصدرها الإحصاءات الوطنية الرسمية | R - отчетное значение, полученное из официальной национальной статистики. |  |  |  | GIB | Gibraltar | Gibraltar | Gibraltar | Гибралтар | جبل طارق |  |  | GIB
A, C | Code | Código | Code | شفرة | Код |  |  |  | GIN | Guinea | Guinée | Guinea | Гвинея | غينيا |  |  | GIN
A, C | Notes | notas | Remarques | ملحوظات | Заметки |  |  |  | GLP | Guadeloupe | Guadeloupe | Guadalupe | Гваделупа | غوادلوب |  |  | GLP
A | Part A: Estimation of household wastewater generated | Parte A: Estimación de las aguas residuales domésticas generadas | Partie A : Estimation des eaux usées ménagères générées | الجزء أ: تقدير المياه العادمة المنزلية المتولدة | Часть A: Оценка образующихся бытовых сточных вод |  |  |  | GMB | Gambia | Gambie | Gambia | Гамбия | غامبيا |  |  | GMB
A | This worksheet presents data and calculations for the computation of the total volume of household wastewater generated per year [8], based on population, per capita water use, and a domestic water to wastewater conversion factor. However, if the total volume of household wastewater generated has been officially reported, it has been used directly and variables [1] to [7] are no longer applicable. | Esta hoja de trabajo presenta datos y cálculos para calcular el volumen total de aguas residuales domésticas generadas por año [8], en función de la población, el uso de agua per cápita y un factor de conversión de agua doméstica en aguas residuales. Sin embargo, si se ha informado oficialmente el volumen total de aguas residuales domésticas generadas, se ha utilizado directamente y las variables [1] a [7] ya no son aplicables. | Cette feuille de calcul présente des données et des calculs pour le calcul du volume total d'eaux usées domestiques générées par an [8], en fonction de la population, de l'utilisation d'eau par habitant et d'un facteur de conversion de l'eau domestique en eaux usées. Cependant, si le volume total d'eaux usées ménagères généré a été déclaré officiellement, il a été utilisé directement et les variables [1] à [7] ne sont plus applicables. | تعرض ورقة العمل هذه بيانات وحسابات لحساب الحجم الإجمالي للمياه العادمة المنزلية المتولدة سنويًا [8] ، بناءً على عدد السكان ، ونصيب الفرد من استخدام المياه ، وعامل تحويل المياه المنزلية إلى مياه الصرف الصحي. ومع ذلك ، إذا تم الإبلاغ رسميًا عن الحجم الإجمالي للمياه العادمة المنزلية المتولدة ، فقد تم استخدامها بشكل مباشر ولم تعد المتغيرات من [1] إلى [7] قابلة للتطبيق. | В этой рабочей таблице представлены данные и расчеты для расчета общего объема бытовых сточных вод, образующихся за год [8], на основе численности населения, потребления воды на душу населения и коэффициента преобразования бытовых вод в сточные воды. Однако, если официально сообщается об общем объеме образующихся бытовых сточных вод, он используется напрямую, и переменные [1]–[7] более не применимы. |  |  |  | GNB | Guinea-Bissau | Guinée-Bissau | Guinea-Bissau | Гвинея-Бисау | غينيا - بيساو |  |  | GNB
A | Location of drinking water supply (proportion of the population) | Ubicación del suministro de agua potable (proporción de la población) | Localisation de l'approvisionnement en eau de boisson (proportion de la population) | موقع إمدادات مياه الشرب (نسبة السكان) | Расположение питьевого водоснабжения (доля населения) |  |  |  | GNQ | Equatorial Guinea | Guinée équatoriale | Guinea Ecuatorial | Экваториальная Гвинея | غينيا الاستوائية |  |  | GNQ
A | On-premises* | En las instalaciones* | Sur site* | في أماكن العمل * | Локально* |  |  |  | GRC | Greece | Grèce | Grecia | Греция | اليونان |  |  | GRC
A | Off-premises* | Fuera de las instalaciones* | Hors site* | خارج أماكن العمل * | Вне помещения* |  |  |  | GRD | Grenada | Grenade | Granada | Гренада | غرينادا |  |  | GRD
A | Household water used | Agua doméstica utilizada | Eau domestique utilisée | استخدام المياه المنزلية | Используемая хозяйственно-питьевая вода |  |  |  | GRL | Greenland | Groenland | Groenlandia | Гренландия | غرينلند |  |  | GRL
A | On-premises* (average) | Local* (promedio) | Sur site* (moyen) | محلي * (متوسط) | Локально* (в среднем) |  |  |  | GTM | Guatemala | Guatemala | Guatemala | Гватемала | غواتيمالا |  |  | GTM
A | Off-premises* (average) | Fuera de las instalaciones* (promedio) | Hors site* (moyen) | خارج أماكن العمل * (متوسط) | Вне помещения* (в среднем) |  |  |  | GUF | French Guiana | Guyane française | Guayana Francesa | Французская Гвиана | غيانا الفرنسية |  |  | GUF
A | Household wastewater generated | Aguas residuales domésticas generadas | Eaux usées ménagères générées | المياه العادمة المنزلية المتولدة | Образуются бытовые сточные воды |  |  |  | GUM | Guam | Guam | Guam | Гуам | غوام |  |  | GUM
A | * - On and off -premises referring to the location of the primary drinking water supply | * - Dentro y fuera de las instalaciones en referencia a la ubicación del suministro primario de agua potable | * - Sur site et hors site se référant à l'emplacement de l'approvisionnement primaire en eau potable | * - داخل وخارج أماكن العمل تشير إلى موقع مصدر إمداد مياه الشرب الأساسي | * - внутри и вне помещений с учетом расположения основного хозяйственно-питьевого водоснабжения |  |  |  | GUY | Guyana | Guyana | Guyana | Гайана | غيانا |  |  | GUY
A | Total household wastewater generated has been backcalculated using the officially reported data for [9] and variables [1] to [7] are not used to calculate [8] | El total de aguas residuales domésticas generadas se ha recalculado utilizando los datos notificados oficialmente para [9] y las variables [1] a [7] no se utilizan para calcular [8] | Le total des eaux usées ménagères générées a été rétrocalculé à l'aide des données officiellement déclarées pour [9] et les variables [1] à [7] ne sont pas utilisées pour calculer [8] | تمت إعادة حساب إجمالي مياه الصرف المنزلية المتولدة باستخدام البيانات المبلغ عنها رسميًا لـ [9] والمتغيرات من [1] إلى [7] لا تُستخدم لحساب [8] | Общий объем образующихся бытовых сточных вод был рассчитан обратно с использованием официально представленных данных для [9], а переменные [1]–[7] не используются для расчета [8]. |  |  |  | HKG | China, Hong Kong Special Administrative Region | Chine, région administrative spéciale de Hong Kong | China, región administrativa especial de Hong Kong | Китай, Специальный административный район Гонконг | الصين، منطقة هونغ كونغ الإدارية الخاصة |  |  | HKG
A | ; variables [1] to [7] are not used to calculate [8] | ; las variables [1] a [7] no se utilizan para calcular [8] | ; les variables [1] à [7] ne sont pas utilisées pour calculer [8] | ؛ المتغيرات من [1] إلى [7] لا تُستخدم لحساب [8] | ; переменные с [1] по [7] не используются для расчета [8] |  |  |  | HMD | Heard Island and McDonald Islands | Île Heard-et-Îles MacDonald | Islas Heard y McDonald | Остров Херд и острова Макдональд | جزيرة هيرد وجزر ماكدونالد |  |  | HMD
B | Part B: Estimation of household wastewater generated by stream (sanitation facility type) | Parte B: Estimación de aguas residuales domésticas generadas por flujo (tipo de instalación de saneamiento) | Partie B : Estimation des eaux usées ménagères générées par cours d'eau (type installation d'assainissement) | الجزء ب: تقدير مياه الصرف المنزلية الناتجة عن التيار (نوع مرفق الصرف الصحي) | Часть B: Оценка хозяйственно-бытовых сточных вод, образующихся в ручье (тип санитарно-технических сооружений) |  |  |  | HND | Honduras | Honduras | Honduras | Гондурас | هندوراس |  |  | HND
B | This worksheet presents data and calculations on the disaggregation of the total volume of household wastewater generated [8] from Part A by wastewater stream (classified by household sanitation facility type). For some countries, the volumetric proportion of total household wastewater flow in each stream (column H) may differ from the population based proportion (column C) because the volumetric disaggregation (column F) accounts for the fact that households with sophisticated sanitation facilities (sewers and septic tanks) are more likely to also have their drinking water supply on the premises, and that water use and wastewater produced may be higher among those households with an on-premises supply. | Esta hoja de trabajo presenta datos y cálculos sobre el desglose del volumen total de aguas residuales domésticas generadas [8] de la Parte A por corriente de aguas residuales (clasificadas por tipo de instalación de saneamiento doméstico). Para algunos países, la proporción volumétrica del flujo total de aguas residuales domésticas en cada corriente (columna H) puede diferir de la proporción basada en la población (columna C) porque la desagregación volumétrica (columna F) explica el hecho de que los hogares con instalaciones de saneamiento sofisticadas (alcantarillas y tanques sépticos) tienen más probabilidades de tener también su suministro de agua potable en el local, y que el uso del agua y las aguas residuales producidas pueden ser mayores entre aquellos hogares con suministro en el local. | Cette feuille de calcul présente des données et des calculs sur la désagrégation du volume total d'eaux usées ménagères générées [8] à partir de la partie A par flux d'eaux usées (classé par type d'installation d'assainissement domestique). Pour certains pays, la proportion volumétrique du débit total d'eaux usées domestiques dans chaque cours d'eau (colonne H) peut différer de la proportion basée sur la population (colonne C) parce que la désagrégation volumétrique (colonne F) tient compte du fait que les ménages disposant d'installations sanitaires sophistiquées (égouts et fosses septiques) sont plus susceptibles d'avoir également leur approvisionnement en eau potable sur place, et que la consommation d'eau et les eaux usées produites peuvent être plus élevées chez les ménages disposant d'un approvisionnement sur place. | تعرض ورقة العمل هذه بيانات وحسابات حول تفصيل الحجم الإجمالي لمياه الصرف المنزلية المتولدة [8] من الجزء أ حسب تيار المياه العادمة (مصنفة حسب نوع مرفق الصرف الصحي المنزلي). بالنسبة لبعض البلدان ، قد تختلف النسبة الحجمية لإجمالي تدفق المياه العادمة المنزلية في كل تيار (العمود H) عن النسبة القائمة على السكان (العمود C) لأن التصنيف الحجمي (العمود F) يفسر حقيقة أن الأسر التي لديها مرافق صرف صحي متطورة (المجاري) وخزانات الصرف الصحي) من المرجح أن يكون لديها أيضًا إمدادات مياه الشرب الخاصة بهم في المباني ، وأن استخدام المياه ومياه الصرف الصحي المنتجة قد يكون أعلى بين تلك الأسر التي لديها إمدادات محلية. | В данной рабочей таблице представлены данные и расчеты по дезагрегации общего объема хозяйственно-бытовых сточных вод, образующихся [8] из Части А, по потокам сточных вод (классифицированным по типу хозяйственно-бытовых санитарно-технических сооружений). Для некоторых стран объемная доля общего стока бытовых сточных вод в каждом водотоке (столбец H) может отличаться от доли населения (столбец C), поскольку объемная дезагрегация (столбец F) учитывает тот факт, что домохозяйства со сложными санитарно-техническими средствами (канализационными и септические резервуары) с большей вероятностью также будут иметь снабжение питьевой водой на территории, и что потребление воды и количество сточных вод могут быть выше среди тех домохозяйств, у которых есть снабжение на территории. |  |  |  | HRV | Croatia | Croatie | Croacia | Хорватия | كرواتيا |  |  | HRV
B | Household sanitation facility coverage | Cobertura de instalaciones de saneamiento domiciliario | Couverture des installations d'assainissement des ménages | تغطية المرافق الصحية المنزلية | Охват бытовыми санитарно-техническими средствами |  |  |  | HTI | Haiti | Haïti | Haití | Гаити | هايتي |  |  | HTI
B | Household wastewater generated by sanitation facility type | Aguas residuales domésticas generadas por tipo de instalación de saneamiento | Eaux usées ménagères générées par type d'installation d'assainissement | مياه الصرف المنزلية الناتجة عن نوع مرفق الصرف الصحي | Хозяйственно-бытовые сточные воды, образующиеся по типу санитарно-технических сооружений |  |  |  | HUN | Hungary | Hongrie | Hungría | Венгрия | هنغاريا |  |  | HUN
B | Type of sanitation facility | Tipo de instalación de saneamiento | Type d'installation d'assainissement | نوع مرفق الصرف الصحي | Тип санузла |  |  |  | IDN | Indonesia | Indonésie | Indonesia | Индонезия | إندونيسيا |  |  | IDN
B | Proportion of population [%] | Proporción de la población [%] | Proportion de la population [%] | نسبة السكان [٪] | Доля населения [%] |  |  |  | IMN | Isle of Man | Île de Man | Isla de Man | Остров Мэн | جزيرة مان |  |  | IMN
B, D, E | Volume [million m3/year] | Volumen [millones de m3/año] | Volume [millions de m3/an] | الحجم [مليون متر مكعب / سنة] | Объем [млн м3/год] |  |  |  | IND | India | Inde | India | Индия | الهند |  |  | IND
B | Proportion of volume [%] | Proporción de volumen [%] | Proportion de volume [%] | نسبة الحجم [٪] | Объемная доля [%] |  |  |  | IOT | British Indian Ocean Territory | Territoire britannique de l'océan Indien | Territorio Británico del Océano Índico | Британская территория в Индийском океане | المحيط الهندي الإقليم البريطاني في |  |  | IOT
B | Stream 1: Sewers | Flujo 1: Alcantarillas | Volet 1 : Égouts | التيار 1: المجاري | Поток 1: канализация |  |  |  | IRL | Ireland | Irlande | Irlanda | Ирландия | آيرلندا |  |  | IRL
B | Stream 2: Septic tanks | Flujo 2: Fosas sépticas | Volet 2 : Fosses septiques | التيار 2: خزانات الصرف الصحي | Поток 2: Септики |  |  |  | IRN | Iran (Islamic Republic of) | Iran (République islamique d’) | Irán (República Islámica del) | Иран (Исламская Республика) | إيران (جمهورية - الإسلامية) |  |  | IRN
B | Other improved facilities | Otras instalaciones mejoradas | Autres installations améliorées | مرافق محسنة أخرى | Другие улучшенные удобства |  |  |  | IRQ | Iraq | Iraq | Iraq | Ирак | العراق |  |  | IRQ
B | Unimproved facilities | Instalaciones no mejoradas | Installations non améliorées | مرافق غير محسنة | Неулучшенные объекты |  |  |  | ISL | Iceland | Islande | Islandia | Исландия | آيسلندا |  |  | ISL
B | Open defecation | Defecación al aire libre | Défécation en plein air | التغوط في العراء | Открытая дефекация |  |  |  | ISR | Israel | Israël | Israel | Израиль | إسرائيل |  |  | ISR
B | Data requirements for a country estimate: | Requisitos de datos para una estimación de país: | Exigences en matière de données pour une estimation par pays : | متطلبات البيانات لتقدير البلد: | Требования к данным для оценки по стране: |  |  |  | ITA | Italy | Italie | Italia | Италия | إيطاليا |  |  | ITA
B | More wastewater was generated by households with sewer connections [14] than those with septic tank connections [15]. | Los hogares con conexiones de alcantarillado [14] generaron más aguas residuales que aquellos con conexiones a tanques sépticos [15]. | Plus d'eaux usées étaient générées par les ménages raccordés aux égouts [14] que par ceux raccordés aux fosses septiques [15]. | تم إنتاج مياه الصرف الصحي من قبل المنازل التي لديها وصلات الصرف الصحي [14] أكثر من تلك التي لديها وصلات خزانات الصرف الصحي [15]. | Домохозяйства с подключением к канализации [14] образовывали больше сточных вод, чем домохозяйства с подключением к септиктенку [15]. |  |  |  | JAM | Jamaica | Jamaïque | Jamaica | Ямайка | جامايكا |  |  | JAM
B | Accordingly, data on sewer wastewater treatment plant performance [20]/[21] are needed to produce an estimate of safely treated wastewater. | En consecuencia, se necesitan datos sobre el rendimiento de la planta de tratamiento de aguas residuales [20]/[21] para producir una estimación de las aguas residuales tratadas de manera segura. | En conséquence, des données sur les performances des usines de traitement des eaux usées des égouts [20]/[21] sont nécessaires pour produire une estimation des eaux usées traitées en toute sécurité. | وبناءً على ذلك ، فإن البيانات الخاصة بأداء محطة معالجة مياه الصرف الصحي [20] / [21] ضرورية لإنتاج تقدير لمياه الصرف الصحي المعالجة بأمان. | Соответственно, для оценки безопасно очищенных сточных вод необходимы данные о производительности очистных сооружений [20]/[21]. |  |  |  | JEY | Jersey | Jersey | Jersey | Джерси | جيرسي |  |  | JEY
B | More wastewater was generated by households with septic tank connections [15] than those with sewer connections [14]. | Los hogares con conexiones a tanques sépticos [15] generaron más aguas residuales que aquellos con conexiones a alcantarillado [14]. | Plus d'eaux usées étaient générées par les ménages raccordés à une fosse septique [15] que par ceux raccordés aux égouts [14]. | تم توليد المزيد من المياه العادمة من قبل المنازل التي لديها وصلات خزانات الصرف الصحي [15] أكثر من تلك التي لديها وصلات الصرف الصحي [14]. | Домохозяйства с подключением к септиктенку [15] образовывали больше сточных вод, чем домохозяйства с подключением к канализации [14]. |  |  |  | JOR | Jordan | Jordanie | Jordania | Иордания | الأردن |  |  | JOR
B | Accordingly, data on septic tank emptying practices [23-26] are needed to produce an estimate of safely treated wastewater. | En consecuencia, se necesitan datos sobre las prácticas de vaciado de tanques sépticos [23-26] para producir una estimación de las aguas residuales tratadas de manera segura. | En conséquence, des données sur les pratiques de vidange des fosses septiques [23-26] sont nécessaires pour produire une estimation des eaux usées traitées en toute sécurité. | وفقًا لذلك ، هناك حاجة إلى البيانات الخاصة بممارسات تفريغ خزانات الصرف الصحي [23-26] لإنتاج تقدير لمياه الصرف الصحي المعالجة بأمان. | Соответственно, данные о практике опорожнения септиктенков [23-26] необходимы для получения оценки безопасно очищенных сточных вод. |  |  |  | JPN | Japan | Japon | Japón | Япония | اليابان |  |  | JPN
C | Part C: Household wastewater management chain | Parte C: Cadena de gestión de aguas residuales domésticas | Partie C : Chaîne de gestion des eaux usées ménagères | الجزء ج: سلسلة إدارة المياه العادمة المنزلية | Часть C: Цепочка управления бытовыми сточными водами |  |  |  | KAZ | Kazakhstan | Kazakhstan | Kazajstán | Казахстан | كازاخستان |  |  | KAZ
C | This worksheet presents data on the variables associated with the household wastewater management chain covering the sewer and septic tank wastewater streams. These data support the computation of the proportion of flows collected at treatment facilities (Part D) and safely treated (Part E) within each stream. | Esta hoja de trabajo presenta datos sobre las variables asociadas con la cadena de gestión de aguas residuales domésticas que cubren las corrientes de aguas residuales de alcantarillado y fosa séptica. Estos datos respaldan el cálculo de la proporción de flujos recolectados en las instalaciones de tratamiento (Parte D) y tratados de manera segura (Parte E) dentro de cada corriente. | Cette feuille de travail présente des données sur les variables associées à la chaîne de gestion des eaux usées domestiques couvrant les flux d'eaux usées des égouts et des fosses septiques. Ces données appuient le calcul de la proportion des flux collectés dans les installations de traitement (partie D) et traités en toute sécurité (partie E) dans chaque flux. | تعرض ورقة العمل هذه بيانات حول المتغيرات المرتبطة بسلسلة إدارة مياه الصرف الصحي المنزلية التي تغطي مجاري الصرف الصحي وخزانات الصرف الصحي. تدعم هذه البيانات حساب نسبة التدفقات المجمعة في مرافق المعالجة (الجزء د) والمعالجة بأمان (الجزء هـ) داخل كل تيار. | В этом рабочем листе представлены данные о переменных, связанных с цепочкой управления бытовыми сточными водами, охватывающей потоки сточных вод из канализации и септических резервуаров. Эти данные поддерживают расчет доли потоков, собранных на очистных сооружениях (часть D) и безопасно обработанных (часть E) в каждом потоке. |  |  |  | KEN | Kenya | Kenya | Kenya | Кения | كينيا |  |  | KEN
C | Stream 1: Sewer wastewater flows | Flujo 1: flujos de aguas residuales de alcantarillado | Volet 1 : Débits d'eaux usées d'égout | التيار 1: تدفقات مياه الصرف الصحي في المجاري | Поток 1: Потоки канализационных сточных вод |  |  |  | KGZ | Kyrgyzstan | Kirghizistan | Kirguistán | Кыргызстан | قيرغيزستان |  |  | KGZ
C | Volume of sewer wastewater generated | Volumen de aguas residuales de alcantarillado generado | Volume d'eaux usées d'égout généré | حجم مياه الصرف الصحي المتولدة | Объем образующихся канализационных сточных вод |  |  |  | KHM | Cambodia | Cambodge | Camboya | Камбоджа | كمبوديا |  |  | KHM
C | Sewer wastewater as a proportion of total household wastewater generated | Aguas residuales de alcantarillado como proporción del total de aguas residuales domésticas generadas | Eaux usées des égouts en proportion des eaux usées ménagères totales générées | مياه الصرف الصحي كنسبة من إجمالي المياه العادمة المنزلية المتولدة | Канализационные сточные воды в процентах от общего количества образующихся бытовых сточных вод |  |  |  | KIR | Kiribati | Kiribati | Kiribati | Кирибати | كيريباس |  |  | KIR
C | Proportion delivered to treatment plants | Proporción transportada a plantas de tratamiento | Proportion livrée aux stations d'épuration | يتم تسليم النسبة لمحطات المعالجة | Доля, доставленная на очистные сооружения |  |  |  | KNA | Saint Kitts and Nevis | Saint-Kitts-et-Nevis | Saint Kitts y Nevis | Сент-Китс и Невис | سانت كيتس ونيفس |  |  | KNA
C | Proportion of delivered that is safely treated (by compliance) at treatment plants | Proporción de transportados que se trata de manera segura (por cumplimiento) en las plantas de tratamiento | Proportion de livraisons qui est traitée en toute sécurité (par conformité) dans les stations d'épuration | نسبة ما يتم تسليمه ومعالجته بأمان (عن طريق الامتثال) في محطات المعالجة | Доля поставленного груза, который безопасно обрабатывается (в соответствии с требованиями) на очистных сооружениях |  |  |  | KOR | Republic of Korea | République de Corée | República de Corea | Республика Корея | جمهورية كوريا |  |  | KOR
C | Proportion of delivered that is safely treated (by technology) at treatment plants | Proporción de transportados que se trata de manera segura (mediante tecnología) en las plantas de tratamiento | Proportion de livraisons qui est traitée en toute sécurité (par la technologie) dans les stations d'épuration | نسبة ما يتم تسليمه والمعالج بأمان (بالتكنولوجيا) في محطات المعالجة | Доля поставленного груза, безопасно очищенного (по технологии) на очистных сооружениях |  |  |  | KWT | Kuwait | Koweït | Kuwait | Кувейт | الكويت |  |  | KWT
C | Stream 2: Septic tank wastewater flows | Flujo 2: Flujos de aguas residuales de fosas sépticas | Volet 2 : Débits des eaux usées des fosses septiques | التيار 2: تدفقات المياه المستعملة لخزانات الصرف الصحي | Поток 2: потоки сточных вод септика |  |  |  | LAO | Lao People's Democratic Republic | République démocratique populaire lao | República Democrática Popular Lao | Лаосская Народно-Демократическая Республика | جمهورية لاو الديمقراطية الشعبية |  |  | LAO
C | Volume of septic tank wastewater generated | Volumen de aguas residuales de fosas sépticas generadas | Volume d'eaux usées de fosse septique généré | حجم المياه العادمة لخزانات الصرف الصحي المتولدة | Объем сточных вод септика |  |  |  | LBN | Lebanon | Liban | Líbano | Ливан | لبنان |  |  | LBN
C | Septic tank wastewater as a proportion of total household wastewater generated | Aguas residuales de fosas sépticas como proporción del total de aguas residuales domésticas generadas | Eaux usées des fosses septiques en proportion des eaux usées ménagères totales générées | المياه العادمة لخزانات الصرف الصحي كنسبة من إجمالي المياه العادمة المنزلية المتولدة | Сточные воды септиков как доля от общего количества образующихся бытовых сточных вод |  |  |  | LBR | Liberia | Libéria | Liberia | Либерия | ليبريا |  |  | LBR
C | Proportion of tanks with wastewater collected and contained | Proporción de tanques con aguas residuales recogidas y contenidas | Proportion de fosses septiques collectées et confinant des eaux usées | نسبة الخزانات التي تحتوي على مياه الصرف الصحي التي يتم تجميعها واحتوائها | Доля резервуаров, в которых собираются и хранятся сточные воды |  |  |  | LBY | Libya | Libye | Libia | Ливия | ليبيا |  |  | LBY
C | Stream 2a: Septic tank wastewater treatment and off-site disposal | Flujo 2a: Tratamiento de aguas residuales de fosas sépticas y eliminación fuera del sitio | Volet 2a : Traitement des eaux usées des fosses septiques et élimination hors site | التيار 2 أ: معالجة المياه المستعملة لخزانات الصرف الصحي والتخلص منها خارج الموقع | Поток 2а: Очистка сточных вод из септика и удаление за пределы участка |  |  |  | LCA | Saint Lucia | Sainte-Lucie | Santa Lucía | Сент-Люсия | سانت لوسيا |  |  | LCA
C | Proportion of tanks with faecal sludge emptied and discharged locally | Proporción de tanques con lodos fecales vaciados y descargados localmente | Proportion de fosses septiques contenant des boues fécales vidés et rejetés localement | نسبة خزانات الحمأة البرازية التي تم تفريغها وتفريغها محليًا | Доля резервуаров с фекальным осадком, опорожняемых и сбрасываемых на месте |  |  |  | LIE | Liechtenstein | Liechtenstein | Liechtenstein | Лихтенштейн | ليختنشتاين |  |  | LIE
C | Proportion of tanks with faecal sludge emptied and removed off-site | Proporción de tanques con lodos fecales vaciados y retirados fuera del sitio | Proportion de fosses septiques contenant des boues fécales vidés et évacués hors site | نسبة الخزانات التي بها حمأة برازية تم تفريغها وإزالتها خارج الموقع | Доля резервуаров с фекальным осадком, опорожняемых и вывозимых за пределы участка |  |  |  | LKA | Sri Lanka | Sri Lanka | Sri Lanka | Шри-Ланка | سري لانكا |  |  | LKA
C | Proportion of tanks with faecal sludge removed off-site and delivered to off-site treatment plants | Proporción de tanques con lodos fecales removidos fuera del sitio y transportados a plantas de tratamiento fuera del sitio | Proportion de fosses septiques contenant des boues fécales évacués hors site et livrées vers des stations d'épuration hors site | نسبة الخزانات التي تمت إزالتها من الحمأة البرازية خارج الموقع وتسليمها إلى محطات المعالجة خارج الموقع | Доля резервуаров с фекальным илом, вывозимым за пределы участка и доставляемым на очистные сооружения за пределами участка |  |  |  | LSO | Lesotho | Lesotho | Lesotho | Лесото | ليسوتو |  |  | LSO
C | Proportion of tanks with faecal sludge delivered to and safely treated at off-site treatment plants | Proporción de tanques con lodos fecales transportados y tratados de manera segura en plantas de tratamiento externas | Proportion de fosses septiques contenant des boues fécales livrées et traitées en toute sécurité dans des stations d'épuration hors site | نسبة الخزانات التي تحتوي على حمأة برازية يتم تسليمها ومعالجتها بأمان في محطات المعالجة خارج الموقع | Доля резервуаров с фекальным илом, доставленных и безопасно обработанных на очистных сооружениях за пределами площадки |  |  |  | LTU | Lithuania | Lituanie | Lituania | Литва | ليتوانيا |  |  | LTU
C | Stream 2b: Septic tank wastewater treatment and on-site disposal | Flujo 2b: Tratamiento de aguas residuales de fosas sépticas y eliminación en el sitio | Volet 2b : Traitement des eaux usées des fosses septiques et élimination sur place | التيار 2 ب: معالجة المياه المستعملة لخزانات الصرف الصحي والتخلص منها في الموقع | Поток 2b: Очистка сточных вод из септика и утилизация на месте |  |  |  | LUX | Luxembourg | Luxembourg | Luxemburgo | Люксембург | لكسمبرغ |  |  | LUX
C | Proportion of tanks with faecal sludge emptied and buried on-site | Proporción de tanques con lodos fecales vaciados y enterrados in situ | Proportion de fosses septiques contenant des boues fécales vidés et enfouis sur place | نسبة خزانات الحمأة البرازية التي تم تفريغها ودفنها في الموقع | Доля резервуаров с фекальным осадком, опорожняемых и закапываемых на месте |  |  |  | LVA | Latvia | Lettonie | Letonia | Латвия | لاتفيا |  |  | LVA
C | Proportion of tanks with faecal sludge not yet emptied | Proporción de tanques con lodos fecales aún no vaciados | Proportion de fosses septiques contenant des boues fécales non encore vidangés | نسبة الخزانات التي بها حمأة برازية لم يتم تفريغها بعد | Доля резервуаров с фекальным осадком, которые еще не опорожнены |  |  |  | MAC | China, Macao Special Administrative Region | Chine, région administrative spéciale de Macao | China, región administrativa especial de Macao | Китай, Специальный административный район Макао | الصين، منطقة ماكاو الإدارية الخاصة |  |  | MAC
C, E | Are data sufficient to compute a country estimate? | ¿Son suficientes los datos para calcular una estimación de país? | Les données sont-elles suffisantes pour calculer une estimation par pays ? | هل البيانات كافية لحساب تقدير البلد؟ | Достаточно ли данных для расчета оценки по стране? |  |  |  | MAF | Saint Martin (French Part) | Saint-Martin (partie française) | San Martín (parte francesa) | Сен-Мартен (французская часть) | سانت مارتن (الجزء الفرنسي) |  |  | MAF
C | Yes, since the volume of sewer wastewater generated [14] is greater than the volume of septic tank wastewater generated [15], and data on sewer wastewater treatment performance [20]/[21] are reported | Sí, ya que el volumen de aguas residuales generadas por el alcantarillado [14] es mayor que el volumen de aguas residuales generadas por fosas sépticas [15], y se notifican datos sobre el rendimiento del tratamiento de aguas residuales [20]/[21] | Oui, étant donné que le volume d'eaux usées d'égout généré [14] est supérieur au volume d'eaux usées de fosse septique généré [15], et que des données sur les performances de traitement des eaux usées d'égout [20]/[21] sont rapportées | نعم ، نظرًا لأن حجم مياه الصرف الصحي المتولدة [14] أكبر من حجم المياه العادمة لخزانات الصرف الصحي المتولدة [15] ، وتم الإبلاغ عن البيانات المتعلقة بأداء معالجة مياه الصرف الصحي [20] / [21] | Да, так как объем образующихся канализационных сточных вод [14] больше, чем объем образующихся сточных вод из септических резервуаров [15], и данные об эффективности очистки канализационных сточных вод [20]/[21] приводятся в отчете. |  |  |  | MAR | Morocco | Maroc | Marruecos | Марокко | المغرب |  |  | MAR
C | No, since the volume of sewer wastewater generated [14] is greater than the volume of septic tank wastewater generated [15], and data on sewer wastewater treatment performance [20]/[21] are not reported | No, ya que el volumen de aguas residuales de alcantarillado generado [14] es mayor que el volumen de aguas residuales de fosas sépticas generadas [15], y no se informan datos sobre el rendimiento del tratamiento de aguas residuales de alcantarillado [20]/[21] | Non, car le volume d'eaux usées d'égout généré [14] est supérieur au volume d'eaux usées de fosse septique généré [15], et les données sur les performances de traitement des eaux usées d'égout [20]/[21] ne sont pas rapportées | لا ، نظرًا لأن حجم مياه الصرف الصحي المتولدة [14] أكبر من حجم المياه العادمة لخزانات الصرف الصحي المتولدة [15] ، ولم يتم الإبلاغ عن البيانات المتعلقة بأداء معالجة مياه الصرف الصحي [20] / [21] | Нет, так как объем образующихся канализационных сточных вод [14] больше, чем объем образующихся сточных вод из септиктенков [15], а данные об эффективности очистки канализационных сточных вод [20]/[21] не приводятся. |  |  |  | MCO | Monaco | Monaco | Mónaco | Монако | موناكو |  |  | MCO
C | Yes, since the volume of septic tank wastewater generated [15] is greater than the volume of sewer wastewater generated [14], and data on septic tank management [23-26] are reported | Sí, ya que el volumen de aguas residuales generadas por tanques sépticos [15] es mayor que el volumen de aguas residuales generadas por alcantarillado [14], y se reportan datos sobre el manejo de tanques sépticos [23-26] | Oui, étant donné que le volume d'eaux usées de fosse septique généré [15] est supérieur au volume d'eaux usées d'égout généré [14], et les données sur la gestion des fosses septiques [23-26] sont rapportées | نعم ، نظرًا لأن حجم المياه العادمة لخزانات الصرف الصحي المتولدة [15] أكبر من حجم مياه الصرف الصحي المتولدة [14] ، وتم الإبلاغ عن بيانات إدارة خزانات الصرف الصحي [23-26] | Да, поскольку объем сточных вод, образующихся в септиктенках [15], больше, чем объем образующихся сточных вод [14], и данные по управлению септиктенками [23-26] приводятся в отчете. |  |  |  | MDA | Republic of Moldova | République de Moldova | República de Moldova | Республика Молдова | جمهورية مولدوفا |  |  | MDA
C | No, since the volume of septic tank wastewater generated [15] is greater than the volume of sewer wastewater generated [14], and data on septic tank management [23-26] are not reported | No, ya que el volumen de aguas residuales generadas por tanques sépticos [15] es mayor que el volumen de aguas residuales generadas por alcantarillado [14], y no se reportan datos sobre el manejo de tanques sépticos [23-26] | Non, puisque le volume des eaux usées des fosses septiques généré [15] est supérieur au volume des eaux usées des égouts généré [14], et les données sur la gestion des fosses septiques [23-26] ne sont pas rapportées | لا ، نظرًا لأن حجم المياه العادمة لخزانات الصرف الصحي المتولدة [15] أكبر من حجم مياه الصرف الصحي المتولدة [14] ، ولم يتم الإبلاغ عن البيانات المتعلقة بإدارة خزانات الصرف الصحي [23-26] | Нет, так как объем сточных вод, образующихся в септиктенках [15], больше, чем объем образующихся сточных вод [14], а данные по управлению септиктенками [23-26] не приводятся. |  |  |  | MDG | Madagascar | Madagascar | Madagascar | Мадагаскар | مدغشقر |  |  | MDG
C | See Part B | Ver Parte B | Voir la partie B | انظر الجزء ب | См. часть Б |  |  |  | MDV | Maldives | Maldives | Maldivas | Мальдивские Острова | ملديف |  |  | MDV
D | Part D: Estimation of household wastewater delivered to treatment facilities | Parte D: Estimación de las aguas residuales domésticas transportadas a las instalaciones de tratamiento | Partie D : Estimation des eaux usées ménagères livrées vers les stations d'épuration | الجزء د: تقدير مياه الصرف المنزلية التي يتم توصيلها إلى مرافق المعالجة | Часть D: Оценка бытовых сточных вод, поступающих на очистные сооружения |  |  |  | MEX | Mexico | Mexique | México | Мексика | المكسيك |  |  | MEX
D | This worksheet presents a summary of estimated household wastewater flows delivered to treatment facilities based on the computations and data in Parts B and C. Proportions are presented of the total household wastewater generated (Column E) and by each stream (Column H). | Esta hoja de trabajo presenta un resumen de los flujos estimados de aguas residuales domésticas transportadas a las instalaciones de tratamiento con base en los cálculos y datos de las Partes B y C. Se presentan proporciones del total de aguas residuales domésticas generadas (Columna E) y por cada corriente (Columna H). | Cette feuille de travail présente un résumé des débits d'eaux usées domestiques estimés livrées vers les installations de traitement sur la base des calculs et des données des parties B et C. Les proportions sont présentées du total des eaux usées domestiques générées (colonne E) et par chaque flux (colonne H). | تعرض ورقة العمل هذه ملخصًا لتدفقات المياه العادمة المنزلية المقدرة التي تم تسليمها إلى مرافق المعالجة بناءً على الحسابات والبيانات الواردة في الجزأين B و C. يتم عرض النسب من إجمالي مياه الصرف المنزلية المتولدة (العمود E) وبواسطة كل تيار (العمود H). | На этом рабочем листе представлена ​​сводка расчетных потоков бытовых сточных вод, поступающих на очистные сооружения, на основе расчетов и данных, приведенных в частях B и C. Представлены пропорции общего количества образующихся бытовых сточных вод (столбец E) и по каждому потоку (столбец H). |  |  |  | MHL | Marshall Islands | Îles Marshall | Islas Marshall | Маршалловы Острова | جزر مارشال |  |  | MHL
D, E | Proportion of total household wastewater generated (%) | Proporción del total de aguas residuales domésticas generadas (%) | Proportion des eaux usées ménagères totales générées (%) | نسبة إجمالي مياه الصرف المنزلية المتولدة (٪) | Доля от общего объема образующихся бытовых сточных вод (%) |  |  |  | MKD | North Macedonia | Macédoine du Nord | Macedonia del Norte | Северная Македония | مقدونيا الشمالية |  |  | MKD
D, E | Proportion of volume generated in each wastewater stream (%) | Proporción del volumen generado en cada flujo de aguas residuales (%) | Proportion du volume généré dans chaque flux d'eaux usées (%) | نسبة الحجم المتولد في كل تيار مياه صرف (٪) | Доля объема, образующегося в каждом потоке сточных вод (%) |  |  |  | MLI | Mali | Mali | Malí | Мали | مالي |  |  | MLI
D | Stream 1: Sewers delivered to wastewater treatment plants | Flujo 1: Alcantarillas transportados a plantas de tratamiento de aguas residuales | Volet 1 : Égouts livrés aux usines de traitement des eaux usées | التيار 1: المجاري المسلمة إلى محطات معالجة مياه الصرف الصحي | Поток 1: Канализационные трубы доставлены на очистные сооружения. |  |  |  | MLT | Malta | Malte | Malta | Мальта | مالطة |  |  | MLT
D | Stream 2a: Collected in septic tanks with faecal sludge delivered to off-site wastewater treatment plants | Flujo 2a: Recolectado en tanques sépticos con lodo fecal transportadas a plantas de tratamiento de aguas residuales fuera del sitio | Volet 2a : Collecté dans des fosses septiques avec des boues fécales livrées vers les stations d'épuration hors site | التيار 2 أ: يتم تجميعه في خزانات الصرف الصحي مع نقل الحمأة البرازية إلى محطات معالجة مياه الصرف الصحي خارج الموقع | Поток 2а: Собирается в септических резервуарах, а фекальный ил доставляется на очистные сооружения за пределами участка. |  |  |  | MMR | Myanmar | Myanmar | Myanmar | Мьянма | ميانمار |  |  | MMR
D | Stream 2b: Collected in septic tanks with faecal sludge delivered to on-site treatment | Flujo 2b: Recolectado en tanques sépticos con lodo fecal transportado al tratamiento en el sitio | Volet 2b : Collecté dans des fosses septiques avec des boues fécales livrées sur place | التيار 2 ب: مجمعة في خزانات الصرف الصحي مع حمأة البراز وتوصيلها إلى المعالجة في الموقع | Поток 2b: Сбор в септических емкостях с доставкой фекального ила на очистку на месте. |  |  |  | MNE | Montenegro | Monténégro | Montenegro | Черногория | الجبل الأسود |  |  | MNE
D | Total delivered to treatment | Total recaudado | Total collecté | مجموع ما تم جمعه | Всего собрано |  |  |  | MNG | Mongolia | Mongolie | Mongolia | Монголия | منغوليا |  |  | MNG
E | Part E: Estimation of household wastewater safely treated | Parte E: Estimación de aguas residuales domésticas tratadas de manera segura | Partie E : Estimation des eaux usées ménagères traitées en toute sécurité | الجزء هـ: تقدير مياه الصرف المنزلية المعالجة بأمان | Часть E: Оценка безопасных условий очистки бытовых сточных вод |  |  |  | MNP | Northern Mariana Islands | Îles Mariannes du Nord | Islas Marianas Septentrionales | Северные Марианские острова | جزر ماريانا الشمالية |  |  | MNP
E | This worksheet presents a summary of estimated household wastewater flows safely treated based on the data presented in Parts B, C and D. If sufficient data were officially reported, the overall country estimate for safely treated household wastewater [40] is also presented. Proportions are presented of the total household wastewater generated (Column E) and by each stream (Column H). | Esta hoja de trabajo presenta un resumen de los flujos estimados de aguas residuales domésticas tratadas de manera segura con base en los datos presentados en las Partes B, C y D. Si se informaron datos suficientes oficialmente, también se presenta la estimación general del país para las aguas residuales domésticas tratadas de manera segura [40]. Se presentan proporciones del total de aguas residuales domésticas generadas (Columna E) y por cada flujo (Columna H). | Cette feuille de travail présente un résumé des débits estimés d'eaux usées ménagères traitées en toute sécurité sur la base des données présentées dans les parties B, C et D. Si suffisamment de données ont été officiellement communiquées, l'estimation globale du pays pour les eaux usées ménagères traitées en toute sécurité [40] est également présentée. Les proportions sont présentées du total des eaux usées domestiques générées (colonne E) et par chaque flux (colonne H). | تعرض ورقة العمل هذه ملخصًا لتدفقات المياه العادمة المنزلية المقدرة التي تمت معالجتها بأمان استنادًا إلى البيانات المقدمة في الأجزاء B و C و D. إذا تم الإبلاغ عن بيانات كافية رسميًا ، فسيتم أيضًا تقديم التقدير القطري الإجمالي لمياه الصرف الصحي المنزلية المعالجة بأمان [40]. يتم عرض النسب من إجمالي مياه الصرف المنزلية المتولدة (العمود E) وبواسطة كل تيار (العمود H). | В этом рабочем листе представлена сводка расчетных объемов безопасно очищенных бытовых сточных вод на основе данных, представленных в Частях B, C и D. Если официально представлено достаточно данных, также представляется общая оценка безопасно очищенных бытовых сточных вод по стране [40]. Представлены пропорции общего количества образующихся бытовых сточных вод (столбец E) и по каждому потоку (столбец H). |  |  |  | MOZ | Mozambique | Mozambique | Mozambique | Мозамбик | موزامبيق |  |  | MOZ
E | Stream 1: Safely treated from sewers at wastewater treatment plants | Flujo 1: tratamiento seguro de alcantarillas en plantas de tratamiento de aguas residuales | Volet 1 : Traitement en toute sécurité des eaux usées d'égouts dans des stations d'épuration | التيار 1: المعالجة بأمان من المجاري في محطات معالجة المياه العادمة | Поток 1: Безопасная очистка сточных вод на очистных сооружениях |  |  |  | MRT | Mauritania | Mauritanie | Mauritania | Мавритания | موريتانيا |  |  | MRT
E | Stream 2a: Safely treated at septic tanks with faecal sludge safely treated at off-site wastewater treatment plants | Flujo 2a: tratamiento seguro en tanques sépticos con lodo fecal tratado de manera segura en plantas de tratamiento de aguas residuales fuera del sitio | Volet 2a : Traitement en toute sécurité dans des fosses septiques avec des boues fécales traitées en toute sécurité dans des stations d'épuration hors site | التيار 2 أ: المعالجة بأمان في خزانات الصرف الصحي مع حمأة البراز المعالجة بأمان في محطات معالجة المياه العادمة خارج الموقع | Поток 2a: Безопасная очистка в септических резервуарах с безопасной очисткой фекального ила на очистных сооружениях за пределами площадки. |  |  |  | MSR | Montserrat | Montserrat | Montserrat | Монтсеррат | مونتسيرات |  |  | MSR
E | Stream 2b: Safely treated at septic tanks with faecal sludge safely treated at on-site treatment | Flujo 2b: tratamiento seguro en fosas sépticas con lodo fecal tratado de forma segura en el lugar de tratamiento | Volet 2b : Traité en toute sécurité dans des fosses septiques avec des boues fécales traitées en toute sécurité lors d'un traitement sur site | التيار 2 ب: معالجة بأمان في خزانات الصرف الصحي مع حمأة البراز المعالجة بأمان في الموقع | Поток 2b: Безопасная очистка в септических резервуарах с фекальным илом, безопасно очищенным при очистке на месте |  |  |  | MTQ | Martinique | Martinique | Martinica | Мартиника | مارتينيك |  |  | MTQ
E | Total safely treated | Totalmente tratado con seguridad | Total traité en toute sécurité | إجمالي علاجها بأمان | Всего безопасно обработано |  |  |  | MUS | Mauritius | Maurice | Mauricio | Маврикий | موريشيوس |  |  | MUS
E | Insufficient data | Datos insuficientes | Données insuffisantes | البيانات غير كافية | Недостаточные данные |  |  |  | MWI | Malawi | Malawi | Malawi | Малави | ملاوي |  |  | MWI
E | COUNTRY ESTIMATE (SDG 6.3.1): | ESTIMACIÓN DEL PAÍS (ODS 6.3.1): | ESTIMATION DU PAYS (ODD 6.3.1) : | تقدير الدولة (SDG 6.3.1): | СТРАНОВАЯ ОЦЕНКА (ЦУР 6.3.1): |  |  |  | MYS | Malaysia | Malaisie | Malasia | Малайзия | ماليزيا |  |  | MYS
$Lists | Average water used by households with on-premises water supply | Promedio de agua utilizada por los hogares con suministro de agua en las instalaciones | Consommation moyenne d'eau par les ménages disposant d'un approvisionnement en eau sur place | متوسط المياه المستخدمة من قبل الأسر المعيشية مع إمدادات المياه في أماكن العمل | Среднее потребление воды домохозяйствами с локальным водоснабжением |  |  |  | MYT | Mayotte | Mayotte | Mayotte | Остров Майотта | مايوت |  |  | MYT
$Lists | Average water used by households with off-premises water supply | Promedio de agua utilizada por los hogares con suministro de agua fuera de las instalaciones | Consommation moyenne d'eau par les ménages disposant d'un approvisionnement en eau hors site | متوسط المياه المستخدمة من قبل الأسر المعيشية مع إمدادات المياه خارج أماكن العمل | Среднее потребление воды домохозяйствами с внешним водоснабжением |  |  |  | NAM | Namibia | Namibie | Namibia | Намибия | ناميبيا |  |  | NAM
$Lists | Proportion of household water use converted into wastewater generated | Proporción del uso doméstico del agua convertida en aguas residuales generadas | Proportion de l'eau utilisée par les ménages convertie en eaux usées générées | نسبة استخدام المياه المنزلية المحولة إلى مياه الصرف الصحي المتولدة | Доля бытового водопользования, преобразованного в образующиеся сточные воды |  |  |  | NCL | New Caledonia | Nouvelle-Calédonie | Nueva Caledonia | Новая Каледония | كاليدونيا الجديدة |  |  | NCL
$Lists | Volume of household wastewater generated | Volumen de aguas residuales domésticas generadas | Volume d'eaux usées ménagères généré | حجم المياه العادمة المنزلية المتولدة | Объем образующихся хозяйственно-бытовых сточных вод |  |  |  | NER | Niger | Niger | Níger | Нигер | النيجر |  |  | NER
$Lists | Volume of wastewater generated by households connected to sewers | Volumen de aguas residuales generadas por viviendas conectadas a alcantarillado | Volume d'eaux usées générées par les ménages raccordés aux égouts | حجم المياه العادمة الناتجة عن الأسر الموصولة بالمجاري | Объем сточных вод, образующихся в домохозяйствах, подключенных к канализации |  |  |  | NFK | Norfolk Island | Île Norfolk | Isla Norfolk | Остров Норфолк | جزيرة نورفولك |  |  | NFK
$Lists | Proportion of sewer wastewater collected at treatment plants | Proporción de aguas residuales de alcantarillado recolectadas en plantas de tratamiento | Proportion des eaux usées d'égout collectées dans les stations d'épuration | نسبة مياه الصرف الصحي المجمعة في محطات المعالجة | Доля канализационных сточных вод, собранных на очистных сооружениях |  |  |  | NGA | Nigeria | Nigéria | Nigeria | Нигерия | نيجيريا |  |  | NGA
$Lists | Proportion of collected sewer wastewater safely treated (by compliance) at treatment plants | Proporción de aguas residuales de alcantarillado recolectadas tratadas de manera segura (por cumplimiento) en plantas de tratamiento | Proportion d'eaux usées d'égout collectées traitées en toute sécurité (par conformité) dans les stations d'épuration | نسبة مياه الصرف الصحي المجمعة والمعالجة بأمان (عن طريق الامتثال) في محطات المعالجة | Доля собранных канализационных сточных вод, безопасно очищенных (в соответствии с требованиями) на очистных сооружениях |  |  |  | NIC | Nicaragua | Nicaragua | Nicaragua | Никарагуа | نيكاراغوا |  |  | NIC
$Lists | Proportion of collected sewer wastewater safely treated (by technology) at treatment plants | Proporción de aguas residuales de alcantarillado recolectadas tratadas de manera segura (mediante tecnología) en plantas de tratamiento | Proportion d'eaux usées d'égout collectées traitées en toute sécurité (par la technologie) dans les stations d'épuration | نسبة مياه الصرف الصحي المجمعة والمعالجة بأمان (بالتكنولوجيا) في محطات المعالجة | Доля собранных канализационных сточных вод, безопасно очищенных (по технологии) на очистных сооружениях |  |  |  | NIU | Niue | Nioué | Niue | Ниуэ | نيوي |  |  | NIU
$Lists | Proportion of septic tanks with wastewater contained | Proporción de fosas sépticas con aguas residuales contenidas | Proportion de fosses septiques contenant des eaux usées | نسبة خزانات الصرف الصحي المحتوية على مياه الصرف الصحي | Доля септиков со сточными водами |  |  |  | NLD | Netherlands (Kingdom of the) | Pays-Bas (Royaume des) | Países Bajos (Reino de los) | Нидерланды (Королевство) | هولندا (مملكة) | 荷兰王国 |  | NLD
$Lists | Proportion of septic tanks with faecal sludge emptied and buried on-site | Proporción de fosas sépticas con lodos fecales vaciados y enterrados in situ | Proportion de fosses septiques avec boues fécales vidées et enfouies sur place | نسبة خزانات الصرف الصحي مع حمأة البراز التي تم تفريغها ودفنها في الموقع | Доля септиков с фекальным осадком, опорожняемых и закапываемых на месте |  |  |  | NOR | Norway | Norvège | Noruega | Норвегия | النرويج |  |  | NOR
$Lists | Proportion of septic tanks with faecal sludge emptied and discharged locally (not collected) | Proporción de fosas sépticas con lodos fecales vaciados y vertidos localmente (no recogidos) | Proportion de fosses septiques avec boues fécales vidées et rejetées localement (non collectées) | نسبة خزانات الصرف الصحي مع حمأة البراز التي تم تفريغها وتفريغها محليًا (غير مجمعة) | Доля септических емкостей с фекальным осадком, опорожняемых и сбрасываемых локально (не собираемых) |  |  |  | NPL | Nepal | Népal | Nepal | Непал | نيبال |  |  | NPL
$Lists | Proportion of septic tanks with faecal sludge emptied and removed off-site | Proporción de fosas sépticas con lodos fecales vaciados y retirados fuera del sitio | Proportion de fosses septiques contenant des boues fécales vidées et évacuées hors site | نسبة خزانات الصرف الصحي مع حمأة البراز التي تم تفريغها وإزالتها خارج الموقع | Доля септических емкостей с фекальным осадком, опорожняемых и удаляемых за пределы площадки |  |  |  | NRU | Nauru | Nauru | Nauru | Науру | ناورو |  |  | NRU
$Lists | Proportion of septic tanks with faecal sludge not yet emptied (on-site) | Proporción de fosas sépticas con lodos fecales aún no vaciados (in situ) | Proportion de fosses septiques contenant des boues fécales non encore vidangées (sur site) | نسبة خزانات الصرف الصحي مع حمأة البراز التي لم يتم تفريغها بعد (في الموقع) | Доля септиков с еще не опорожненными фекальными отходами (на месте) |  |  |  | NZL | New Zealand | Nouvelle-Zélande | Nueva Zelandia | Новая Зеландия | نيوزيلندا |  |  | NZL
$Lists | Proportion of septic tanks with faecal sludge removed off-site and collected at off-site treatment plants | Proporción de tanques sépticos con lodos fecales removidos fuera del sitio y recolectados en plantas de tratamiento fuera del sitio | Proportion de fosses septiques contenant des boues fécales éliminées hors site et collectées dans des stations d'épuration hors site | نسبة خزانات الصرف الصحي مع إزالة الحمأة البرازية خارج الموقع وتجميعها في محطات المعالجة خارج الموقع | Доля септических емкостей с фекальным илом, удаленным за пределы участка и собранным на очистных сооружениях за пределами участка |  |  |  | OMN | Oman | Oman | Omán | Оман | عمان |  |  | OMN
$Lists | Proportion of septic tanks with faecal sludge collected and safely treated at off-site treatment plants | Proporción de fosas sépticas con lodos fecales recogidos y tratados de forma segura en plantas de tratamiento externas | Proportion de fosses septiques contenant des boues fécales collectées et traitées en toute sécurité dans des stations d'épuration hors site | نسبة خزانات الصرف الصحي مع حمأة البراز التي تم جمعها ومعالجتها بأمان في محطات المعالجة خارج الموقع | Доля септических резервуаров с фекальным илом, собранным и безопасно обработанным на очистных сооружениях за пределами площадки |  |  |  | PAK | Pakistan | Pakistan | Pakistán | Пакистан | باكستان |  |  | PAK
$Lists | Yes | Sí, | Oui | نعم | Да, |  |  |  | PAN | Panama | Panama | Panamá | Панама | بنما |  |  | PAN
$Lists | No | No | Non | رقم | Нет |  |  |  | PCN | Pitcairn | Pitcairn | Pitcairn | Питкэрн | بيتكرن |  |  | PCN
$Lists | Manual | Manual | Manuel | يدوي | Руководство |  |  |  | PER | Peru | Pérou | Perú | Перу | بيرو |  |  | PER
$Lists | Automatic | Automático | Automatique | تلقائي | автоматический |  |  |  | PHL | Philippines | Philippines | Filipinas | Филиппины | الفلبين |  |  | PHL
$Lists | m3/year | m3/año | m3/an | م 3 / سنة | м3/год |  |  |  | PLW | Palau | Palaos | Palau | Палау | بالاو |  |  | PLW
$Lists | m3/day | m3/día | m3/jour | م 3 / يوم | м3/сутки |  |  |  | PNG | Papua New Guinea | Papouasie-Nouvelle-Guinée | Papua Nueva Guinea | Папуа-Новая Гвинея | بابوا غينيا الجديدة |  |  | PNG
$Lists | Not the most recent data point for this variable | No es el punto de datos más reciente para esta variable | Pas le point de données le plus récent pour cette variable | ليست أحدث نقطة بيانات لهذا المتغير | Не самая последняя точка данных для этой переменной |  |  |  | POL | Poland | Pologne | Polonia | Польша | بولندا |  |  | POL
$Lists | Data quality/validity issue | Problema de calidad/validez de los datos | Problème de qualité/validité des données | مشكلة جودة البيانات / صحتها | Проблема качества/валидности данных |  |  |  | PRI | Puerto Rico | Porto Rico | Puerto Rico | Пуэрто-Рико | بورتوريكو |  |  | PRI
$Lists | Data on wastewater treatment by compliance with standards is preferred over data by treatment technology level | Los datos sobre el tratamiento de aguas residuales según el cumplimiento de las normas son preferibles a los datos por nivel de tecnología de tratamiento | Les données sur le traitement des eaux usées par conformité aux normes sont préférées aux données par niveau de technologie de traitement | تُفضل البيانات الخاصة بمعالجة مياه الصرف الصحي من خلال الامتثال للمعايير على البيانات حسب مستوى تكنولوجيا المعالجة | Данные об очистке сточных вод по соответствию нормативам предпочтительнее данных по уровню технологии очистки |  |  |  | PRK | Democratic People's Republic of Korea | République populaire démocratique de Corée | República Popular Democrática de Corea | Корейская Народно-Демократическая Республика | جمهورية كوريا الشعبية الديمقراطية |  |  | PRK
$Lists | Not nationally representative | No representativa a nivel nacional | Non représentatif au niveau national | لا تمثيلية على الصعيد الوطني | Не национальный представитель |  |  |  | PRT | Portugal | Portugal | Portugal | Португалия | البرتغال |  |  | PRT
B | Total: | Total: | Total: | المجموع: | Общий: |  |  |  | PRY | Paraguay | Paraguay | Paraguay | Парагвай | باراغواي |  |  | PRY
[9 empty] | PSE | occupied Palestinian territory, including east Jerusalem | Territoire palestinien occupé, y compris Jérusalem-Est | Territorio Palestino Ocupado, incluida Jerusalén Oriental | Оккупированная Палестинская территория, включая Восточный Иерусалим | الأرض الفلسطينية المحتلة، بما فيها القدس الشرقية |  |  | PSE
[9 empty] | PYF | French Polynesia | Polynésie française | Polinesia Francesa | Французская Полинезия | بولينيزيا الفرنسية |  |  | PYF
[9 empty] | QAT | Qatar | Qatar | Qatar | Катар | قطر |  |  | QAT
[9 empty] | REU | Réunion | Réunion | Reunión | Реюньон | ريونيون |  |  | REU
[9 empty] | ROU | Romania | Roumanie | Rumania | Румыния | رومانيا |  |  | ROU
[9 empty] | RUS | Russian Federation | Fédération de Russie | Federación de Rusia | Российская Федерация | الاتحاد الروسي |  |  | RUS
[9 empty] | RWA | Rwanda | Rwanda | Rwanda | Руанда | رواندا |  |  | RWA
[9 empty] | SAU | Saudi Arabia | Arabie saoudite | Arabia Saudita | Саудовская Аравия | المملكة العربية السعودية |  |  | SAU
[9 empty] | SDN | Sudan | Soudan | Sudán | Судан | السودان |  |  | SDN
[9 empty] | SEN | Senegal | Sénégal | Senegal | Сенегал | السنغال |  |  | SEN
[9 empty] | SGP | Singapore | Singapour | Singapur | Сингапур | سنغافورة |  |  | SGP
[9 empty] | SGS | South Georgia and the South Sandwich Islands | Géorgie du Sud-et-les Îles Sandwich du Sud | Georgia del Sur y las Islas Sandwich del Sur | Южная Джорджия и Южные Сандвичевы острова | جورجيا الجنوبية وجزر ساندويتش الجنوبية |  |  | SGS
[9 empty] | SHN | Saint Helena | Sainte-Hélène | Santa Elena | Остров Святой Елены | سانت هيلانة |  |  | SHN
[9 empty] | SJM | Svalbard and Jan Mayen Islands | Îles Svalbard-et-Jan Mayen | Islas Svalbard y Jan Mayen | Острова Свальбард и Ян-Майен | جزيرتي سفالبارد وجان مايِن |  |  | SJM
[9 empty] | SLB | Solomon Islands | Îles Salomon | Islas Salomón | Соломоновы Острова | جزر سليمان |  |  | SLB
[9 empty] | SLE | Sierra Leone | Sierra Leone | Sierra Leona | Сьерра-Леоне | سيراليون |  |  | SLE
[9 empty] | SLV | El Salvador | El Salvador | El Salvador | Сальвадор | السلفادور |  |  | SLV
[9 empty] | SMR | San Marino | Saint-Marin | San Marino | Сан-Марино | سان مارينو |  |  | SMR
[9 empty] | SOM | Somalia | Somalie | Somalia | Сомали | الصومال |  |  | SOM
[9 empty] | SPM | Saint Pierre and Miquelon | Saint-Pierre-et-Miquelon | San Pedro y Miquelón | Сен-Пьер и Микелон | سان بيير وميكلون |  |  | SPM
[9 empty] | SRB | Serbia | Serbie | Serbia | Сербия | صربيا |  |  | SRB
[9 empty] | SSD | South Sudan | Soudan du Sud | Sudán del Sur | Южный Судан | جنوب السودان |  |  | SSD
[9 empty] | STP | Sao Tome and Principe | Sao Tomé-et-Principe | Santo Tomé y Príncipe | Сан-Томе и Принсипи | سان تومي وبرينسيبي |  |  | STP
[9 empty] | SUR | Suriname | Suriname | Suriname | Суринам | سورينام |  |  | SUR
[9 empty] | SVK | Slovakia | Slovaquie | Eslovaquia | Словакия | سلوفاكيا |  |  | SVK
[9 empty] | SVN | Slovenia | Slovénie | Eslovenia | Словения | سلوفينيا |  |  | SVN
[9 empty] | SWE | Sweden | Suède | Suecia | Швеция | السويد |  |  | SWE
[9 empty] | SWZ | Eswatini | Eswatini | Eswatini | Эсватини | إسواتيني |  |  | SWZ
[9 empty] | SXM | Sint Maarten (Dutch part) | Saint-Martin (partie néerlandaise) | San Martín (parte Holandesa) | Синт-Мартен (нидерландская часть) | سانت مارتن (الجزء الهولندي) |  |  | SXM
[9 empty] | SYC | Seychelles | Seychelles | Seychelles | Сейшельские Острова | سيشيل |  |  | SYC
[9 empty] | SYR | Syrian Arab Republic | République arabe syrienne | República Árabe Siria | Сирийская Арабская Республика | الجمهورية العربية السورية |  |  | SYR
[9 empty] | TCA | Turks and Caicos Islands | Îles Turques-et-Caïques | Islas Turcas y Caicos | Острова Теркс и Кайкос | جزر تركس وكايكوس |  |  | TCA
[9 empty] | TCD | Chad | Tchad | Chad | Чад | تشاد |  |  | TCD
[9 empty] | TGO | Togo | Togo | Togo | Того | توغو |  |  | TGO
[9 empty] | THA | Thailand | Thaïlande | Tailandia | Таиланд | تايلند |  |  | THA
[9 empty] | TJK | Tajikistan | Tadjikistan | Tayikistán | Таджикистан | طاجيكستان |  |  | TJK
[9 empty] | TKL | Tokelau | Tokélaou | Tokelau | Токелау | توكيلاو |  |  | TKL
[9 empty] | TKM | Turkmenistan | Turkménistan | Turkmenistán | Туркменистан | تركمانستان |  |  | TKM
[9 empty] | TLS | Timor-Leste | Timor-Leste | Timor-Leste | Тимор-Лешти | تيمور - ليشتي |  |  | TLS
[9 empty] | TON | Tonga | Tonga | Tonga | Тонга | تونغا |  |  | TON
[9 empty] | TTO | Trinidad and Tobago | Trinité-et-Tobago | Trinidad y Tabago | Тринидад и Тобаго | ترينيداد وتوباغو |  |  | TTO
[9 empty] | TUN | Tunisia | Tunisie | Túnez | Тунис | تونس |  |  | TUN
[9 empty] | TUR | Republic of Türkiye | République de Türkiye | República de Türkiye | Турецкая Pеспублика | جمهورية تركيا |  |  | TUR
[9 empty] | TUV | Tuvalu | Tuvalu | Tuvalu | Тувалу | توفالو |  |  | TUV
[9 empty] | TZA | United Republic of Tanzania | République-Unie de Tanzanie | República Unida de Tanzanía | Объединенная Республика Танзания | جمهورية تنزانيا المتحدة |  |  | TZA
[9 empty] | UGA | Uganda | Ouganda | Uganda | Уганда | أوغندا |  |  | UGA
[9 empty] | UKR | Ukraine | Ukraine | Ucrania | Украина | أوكرانيا |  |  | UKR
[9 empty] | UMI | United States Minor Outlying Islands | Îles mineures éloignées des États-Unis | Islas menores alejadas de Estados Unidos | Внешние малые острова Соединенных Штатов | نائية التابعة للولايات المتحدة |  |  | UMI
[9 empty] | URY | Uruguay | Uruguay | Uruguay | Уругвай | أوروغواي |  |  | URY
[9 empty] | USA | United States of America | États-Unis d’Amérique | Estados Unidos de América | Соединенные Штаты Америки | الولايات المتحدة الأمريكية |  |  | USA
[9 empty] | UZB | Uzbekistan | Ouzbékistan | Uzbekistán | Узбекистан | أوزبكستان |  |  | UZB
[9 empty] | VAT | Holy See | Saint-Siège | Santa Sede | Святой Престол | الكرسي الرسولي |  |  | VAT
[9 empty] | VCT | Saint Vincent and the Grenadines | Saint-Vincent-et-les Grenadines | San Vicente y las Granadinas | Сент-Винсент и Гренадины | سانت فنسنت وجزر غرينادين |  |  | VCT
[9 empty] | VEN | Venezuela (Bolivarian Republic of) | Venezuela (République bolivarienne du) | Venezuela (República Bolivariana de) | Венесуэла (Боливарианская Республика) | فنزويلا (جمهورية - البوليفارية) |  |  | VEN
[9 empty] | VGB | British Virgin Islands | Îles Vierges britanniques | Islas Vírgenes Británicas | Британские Виргинские острова | جزر فرجن البريطانية |  |  | VGB
[9 empty] | VIR | United States Virgin Islands | Îles Vierges américaines | Islas Vírgenes de los Estados Unidos | Виргинские острова Соединенных Штатов | جزر فرجن التابعة للولايات المتحدة |  |  | VIR
[9 empty] | VNM | Viet Nam | Viet Nam | Viet Nam | Вьетнам | فييت نام |  |  | VNM
[9 empty] | VUT | Vanuatu | Vanuatu | Vanuatu | Вануату | فانواتو |  |  | VUT
[9 empty] | WLF | Wallis and Futuna Islands | Îles Wallis-et-Futuna | Islas Wallis y Futuna | Острова Уоллис и Футуна | جزر واليس وفوتونا |  |  | WLF
[9 empty] | WSM | Samoa | Samoa | Samoa | Самоа | ساموا |  |  | WSM
[9 empty] | YEM | Yemen | Yémen | Yemen | Йемен | اليمن |  |  | YEM
[9 empty] | ZAF | South Africa | Afrique du Sud | Sudáfrica | Южная Африка | جنوب أفريقيا |  |  | ZAF
[9 empty] | ZMB | Zambia | Zambie | Zambia | Замбия | زامبيا |  |  | ZMB
[9 empty] | ZWE | Zimbabwe | Zimbabwe | Zimbabwe | Зимбабве | زمبابوي |  |  | ZWE
[9 empty] | TMP | Template | Template | Template | Template | Template | Template | Template | TMP
[9 empty] | XKX | Kosovo (under United Nations Security Council Resolution 1244/99) | Kosovo (en vertu de la résolution 1244/99 du Conseil de sécurité des Nations Unies) | Kosovo (bajo la Resolución 1244/99 del Consejo de Seguridad de las Naciones Unidas) | Косово (в соответствии с резолюцией 1244/99 Совета Безопасности ООН) | كوسوفو (بموجب قرار مجلس الأمن التابع للأمم المتحدة 1244/99) |  |  | XKX
[9 empty] | CYM | Cayman Islands | Îles Caïmans | Islas Caimán | Каймановы острова | جزر كايمان |  |  | CYM
English
Spanish
French
Russian
Arabic

## _QC (hidden)
Worksheet | Parameter | Data inputs (all) | Parts A to E | STATA | Check1 | Check2
A | Total household water use | 0 | 0 | 0 | 100% | 100%
A | Total household wastewater generated | 0 | 0 | 0 | 100% | 100%
B | Total household wastewater generated (from disaggregation) | 0 | 0 |  | 100% | 100%
B | Stream 1: Sewers | 0 | 0 | 0 | 100% | 100%
B | Stream 2: Septic tanks | 0 | 0 | 0 | 100% | 100%
B | Other improved facilities | 0 | 0 | 0 | 100% | 100%
B | Unimproved facilities | 0 | 0 | 0 | 100% | 100%
B | Open defecation | 0 | 0 | 0 | 100% | 100%
D | Stream 1: Sewers delivered to wastewater treatment plants | 0 | 0 | 0 | 100% | 100%
D | Stream 2a: Collected in septic tanks with faecal sludge delivered to off-site wastewater treatment plants | 0 | 0 | 0 | 100% | 100%
D | Stream 2b: Collected in septic tanks with faecal sludge delivered to on-site treatment | 0 | 0 | 0 | 100% | 100%
D | Total delivered to treatment | 0 | 0 | 0 | 100% | 100%
E | Stream 1: Safely treated from sewers at wastewater treatment plants | 0 | 0 | 0 | 100% | 100%
E | Stream 2a: Safely treated at septic tanks with faecal sludge safely treated at off-site wastewater treatment plants | 0 | 0 | 0 | 100% | 100%
E | Stream 2b: Safely treated at septic tanks with faecal sludge safely treated at on-site treatment | 0 | 0 | 0 | 100% | 100%
E | Total safely treated | 0 | 0 | 0 | 100% | 100%